{"text_format":"1","workbook":"xlsx","n_sheets":7,"sheets":["Источники света","Прожекторы,Уличный свет","Светильники","Декор светильники","Точечные светильники,Люстры","Распродажа","Итого заказ"],"not_rendered":{"charts":0,"images":351,"macros":1,"external_links":0,"defined_names":0,"comments":0,"pivot_tables":0},"unopened":[],"bounds":{"document_bytes":16777216,"sheet_cells":100000,"rows_first":2000,"rows_last":500,"rows_between":2000,"halvings":0,"cell_chars":16384,"cell_head_chars":4096},"cells_cut":0,"cells_raw":0,"read":"whole","date_system":"1900"}

{"sheet":"Источники света","index":0,"n_rows":202,"n_cols":19,"rows_kept":202,"cut":false,"hidden":false,"merged":[[7,12,9,12],[5,11,5,15],[5,16,5,17],[6,11,6,14],[7,0,9,0],[7,1,9,1],[7,2,9,2],[7,3,9,3],[7,4,9,4],[7,5,9,5],[7,6,9,6],[7,7,9,7],[7,8,9,8],[7,9,9,9],[7,10,9,10],[7,11,9,11],[7,13,9,13],[7,14,9,14],[7,15,9,15],[7,16,9,16],[7,17,9,17]]}
[null,null,null,null,null,null,null,null,null,null,null,null,null,null,null,null,null,"ООО «Вольта Русланд»"]
[null,null,null,null,null,null,null,null,null,null,null,null,null,null,null,null,null,"ИНН/КПП/ОГРН 7716662181 / 771901001 / 1107746281323"]
[null,null,null,null,null,null,null,null,null,null,null,null,null,null,null,null,null,"119361, г. Москва, ул. Наташи Ковшовой, д. 4, стр. 1, офис 23"]
[null,null,null,null,null,null,null,null,null,null,null,null,null,null,null,null,null,"Тел.: +7(495) 651-87-22, факс: +7 (495) 721-24-20, info@wolta.ru"]
[]
[null,null,null,null,null,null,null,null,null,null,null,"Дата формирования прайс-листа:",null,null,null,null,"30.05.2019"]
["Номенклатура",null,null,null,null,null,null,null,null,null,null,"Заказ"]
["Фото","Ссылка на сайт","Штрихкод / Артикул","Наименование","Гарантия, г.","МРОЦ, руб","Базовая цена, руб.","Ваша цена со скидкой, руб.","Спец Цена, руб.","Остаток","Ближайшее поступление","Кол-во, шт","Сумма, руб.","Вес, кг","Объем, м3","Ед. изм.","Вес, кг","Объем, м3"]
[]
[]
[null,null,null,null,null,null,"Укажите свою скидку %",0]
["LED FILAMENT"]
["A60 9W F"]
["WOLTA"]
[null,"25Y60BLFT9E27",4260375488780,"Лампа LED  WOLTA FILAMENT  A60 9Вт 900лм E27 3000K 1/10/50",2,154.68,171.87,{"$f":"G15*(1-$H$11/100)","v":171.87},null,">5000",null,0,{"$f":"L15*H15","v":0},{"$f":"L15*Q15","v":0},{"$f":"L15*R15","v":0},"шт",7.0000000000000007E-2,4.6099999999999998E-4]
[null,"25S60BLFT9E27",4260375489534,"Лампа LED  WOLTA FILAMENT  A60 9Вт 900лм E27 4000K 1/10/50",2,154.68,171.87,{"$f":"G16*(1-$H$11/100)","v":171.87},null,">5000",null,0,{"$f":"L16*H16","v":0},{"$f":"L16*Q16","v":0},{"$f":"L16*R16","v":0},"шт",7.0000000000000007E-2,4.6099999999999998E-4]
["G45 5W F"]
["WOLTA"]
[null,"25Y45GLFT5E14",4260529291327,"Лампа LED  WOLTA FILAMENT  G45 5Вт 545лм E14 3000K 1/10/50",2,86.96,96.62,{"$f":"G19*(1-$H$11/100)","v":96.62},null,">5000",null,0,{"$f":"L19*H19","v":0},{"$f":"L19*Q19","v":0},{"$f":"L19*R19","v":0},"шт",3.7999999999999999E-2,2.23E-4]
[null,"25S45GLFT5E14",4260529291358,"Лампа LED  WOLTA FILAMENT  G45 5Вт 545лм E14 4000K 1/10/50",2,86.96,96.62,{"$f":"G20*(1-$H$11/100)","v":96.62},null,">5000",null,0,{"$f":"L20*H20","v":0},{"$f":"L20*Q20","v":0},{"$f":"L20*R20","v":0},"шт",3.7999999999999999E-2,2.23E-4]
[null,"25Y45GLFT5E27",4260529291389,"Лампа LED  WOLTA FILAMENT  G45 5Вт 545лм E27 3000K 1/10/50",2,86.96,96.62,{"$f":"G21*(1-$H$11/100)","v":96.62},null,">5000",null,0,{"$f":"L21*H21","v":0},{"$f":"L21*Q21","v":0},{"$f":"L21*R21","v":0},"шт",0.04,2.23E-4]
[null,"25S45GLFT5E27",4260529291419,"Лампа LED  WOLTA FILAMENT  G45 5Вт 545лм E27 4000K 1/10/50",2,86.96,96.62,{"$f":"G22*(1-$H$11/100)","v":96.62},null,">5000",null,0,{"$f":"L22*H22","v":0},{"$f":"L22*Q22","v":0},{"$f":"L22*R22","v":0},"шт",0.04,2.23E-4]
["G45 7W F"]
["WOLTA"]
[null,"25Y45GLFT7E14",4260375488759,"Лампа LED  WOLTA FILAMENT  G45 7Вт 730лм E14 3000K 1/10/50",2,108.92,121.02,{"$f":"G25*(1-$H$11/100)","v":121.02},null,">5000",null,0,{"$f":"L25*H25","v":0},{"$f":"L25*Q25","v":0},{"$f":"L25*R25","v":0},"шт",3.7999999999999999E-2,2.23E-4]
[null,"25S45GLFT7E14",4260375489626,"Лампа LED  WOLTA FILAMENT  G45 7Вт 730лм E14 4000K 1/10/50",2,108.92,121.02,{"$f":"G26*(1-$H$11/100)","v":121.02},null,">5000",null,0,{"$f":"L26*H26","v":0},{"$f":"L26*Q26","v":0},{"$f":"L26*R26","v":0},"шт",3.7999999999999999E-2,2.23E-4]
[null,"25Y45GLFT7E27",4260375489657,"Лампа LED  WOLTA FILAMENT  G45 7Вт 730лм  E27 3000K 1/10/50",2,108.92,121.02,{"$f":"G27*(1-$H$11/100)","v":121.02},null,">5000",null,0,{"$f":"L27*H27","v":0},{"$f":"L27*Q27","v":0},{"$f":"L27*R27","v":0},"шт",0.04,2.23E-4]
[null,"25S45GLFT7E27",4260375489688,"Лампа LED  WOLTA FILAMENT  G45 7Вт 730лм E27 4000K 1/10/50",2,108.92,121.02,{"$f":"G28*(1-$H$11/100)","v":121.02},null,">5000",null,0,{"$f":"L28*H28","v":0},{"$f":"L28*Q28","v":0},{"$f":"L28*R28","v":0},"шт",0.04,2.23E-4]
["C35 5W F"]
["WOLTA"]
[null,"25YCFT5E14",4260529291174,"Лампа LED  WOLTA FILAMENT  C35 5Вт 545лм E14 3000K 1/10/50",2,86.96,96.62,{"$f":"G31*(1-$H$11/100)","v":96.62},null,">5000",null,0,{"$f":"L31*H31","v":0},{"$f":"L31*Q31","v":0},{"$f":"L31*R31","v":0},"шт",0.03,1.4300000000000001E-4]
[null,"25SCFT5E14",4260529291204,"Лампа LED  WOLTA FILAMENT  C35 5Вт 545лм E14 4000K 1/10/50",2,86.96,96.62,{"$f":"G32*(1-$H$11/100)","v":96.62},null,">5000",null,0,{"$f":"L32*H32","v":0},{"$f":"L32*Q32","v":0},{"$f":"L32*R32","v":0},"шт",0.03,1.4300000000000001E-4]
["C35 7W F"]
["WOLTA"]
[null,"25YCFT7E14",4260375487981,"Лампа LED  WOLTA FILAMENT  C35 7Вт 730лм E14 3000K 1/10/50",2,108.92,121.02,{"$f":"G35*(1-$H$11/100)","v":121.02},null,">1000",null,0,{"$f":"L35*H35","v":0},{"$f":"L35*Q35","v":0},{"$f":"L35*R35","v":0},"шт",0.03,1.4300000000000001E-4]
[null,"25SCFT7E14",4260375489565,"Лампа LED  WOLTA FILAMENT  C35 7Вт 730лм E14 4000K 1/10/50",2,108.92,121.02,{"$f":"G36*(1-$H$11/100)","v":121.02},null,">5000",null,0,{"$f":"L36*H36","v":0},{"$f":"L36*Q36","v":0},{"$f":"L36*R36","v":0},"шт",3.2000000000000001E-2,1.4300000000000001E-4]
["CD35 5W F"]
["WOLTA"]
[null,"25YCDFT5E14",4260375488636,"Лампа LED  WOLTA FILAMENT св н/в CD35  5Вт 545лм E14 3000K 1/10/50",2,86.96,96.62,{"$f":"G39*(1-$H$11/100)","v":96.62},null,">3000",null,0,{"$f":"L39*H39","v":0},{"$f":"L39*Q39","v":0},{"$f":"L39*R39","v":0},"шт",3.4000000000000002E-2,1.6200000000000001E-4]
[null,"25SCDFT5E14",4260529291235,"Лампа LED  WOLTA FILAMENT св н/в CD35  5Вт 545лм E14 4000K 1/10/50",2,86.96,96.62,{"$f":"G40*(1-$H$11/100)","v":96.62},null,">5000",null,0,{"$f":"L40*H40","v":0},{"$f":"L40*Q40","v":0},{"$f":"L40*R40","v":0},"шт",3.4000000000000002E-2,1.6200000000000001E-4]
["CD35 7W F"]
["WOLTA"]
[null,"25YCDFT7E14",4260375488667,"Лампа LED  WOLTA FILAMENT св н/в CD35  7Вт 730лм E14 3000K 1/10/50",2,108.92,121.02,{"$f":"G43*(1-$H$11/100)","v":121.02},null,">1000",null,0,{"$f":"L43*H43","v":0},{"$f":"L43*Q43","v":0},{"$f":"L43*R43","v":0},"шт",null,1.9999999999999999E-6]
[null,"25SCDFT7E14",4260375489596,"Лампа LED  WOLTA FILAMENT св н/в CD35  7Вт 730лм E14 4000K 1/10/50",2,108.92,121.02,{"$f":"G44*(1-$H$11/100)","v":121.02},null,">5000",null,0,{"$f":"L44*H44","v":0},{"$f":"L44*Q44","v":0},{"$f":"L44*R44","v":0},"шт",3.5000000000000003E-2,1.6200000000000001E-4]
["CT35 5W F"]
["WOLTA"]
[null,"25YCTFT5E14",4260375488070,"Лампа LED  WOLTA FILAMENT св вт  CT35 5Вт 545лм E14 3000K 1/10/50",2,86.96,96.62,{"$f":"G47*(1-$H$11/100)","v":96.62},null,">5000",null,0,{"$f":"L47*H47","v":0},{"$f":"L47*Q47","v":0},{"$f":"L47*R47","v":0},"шт",0.03,1.4300000000000001E-4]
[null,"25SCTFT5E14",4260529291266,"Лампа LED  WOLTA FILAMENT св вт  CT35 5Вт 545лм E14 4000K 1/10/50",2,86.96,96.62,{"$f":"G48*(1-$H$11/100)","v":96.62},null,">5000",null,0,{"$f":"L48*H48","v":0},{"$f":"L48*Q48","v":0},{"$f":"L48*R48","v":0},"шт",0.03,1.4300000000000001E-4]
["CT35 7W F"]
["WOLTA"]
[null,"25YCTFT7E14",4260375488100,"Лампа LED  WOLTA FILAMENT св вт  CT35 7Вт 730лм E14 3000K 1/10/50",2,108.92,121.02,{"$f":"G51*(1-$H$11/100)","v":121.02},null,">5000",null,0,{"$f":"L51*H51","v":0},{"$f":"L51*Q51","v":0},{"$f":"L51*R51","v":0},"шт",3.2000000000000001E-2,1.4300000000000001E-4]
[null,"25SCTFT7E14",4260529291297,"Лампа LED  WOLTA FILAMENT св вт  CT35 7Вт 730лм E14 4000K 1/10/50",2,108.92,121.02,{"$f":"G52*(1-$H$11/100)","v":121.02},null,">5000",null,0,{"$f":"L52*H52","v":0},{"$f":"L52*Q52","v":0},{"$f":"L52*R52","v":0},"шт",0.03,1.4300000000000001E-4]
["LED 1.0"]
["A60 9W"]
["ВАША ЛАМПА"]
[null,"25Y60BL9E27-P",4260375488896,"Лампа LED  ВАША ЛАМПА A60 9Вт 800лм Е27 3000К   1/50",1,64.069999999999993,71.19,{"$f":"G56*(1-$H$11/100)","v":71.19},null,">5000",null,0,{"$f":"L56*H56","v":0},{"$f":"L56*Q56","v":0},{"$f":"L56*R56","v":0},"шт",7.0000000000000007E-2,5.2300000000000003E-4,"НОВИНКА!"]
[null,"25S60BL9E27-P",4260375488919,"Лампа LED  ВАША ЛАМПА A60 9Вт 800лм Е27 4000К   1/50",1,64.069999999999993,71.19,{"$f":"G57*(1-$H$11/100)","v":71.19},null,">3000",null,0,{"$f":"L57*H57","v":0},{"$f":"L57*Q57","v":0},{"$f":"L57*R57","v":0},"шт",7.0000000000000007E-2,5.2300000000000003E-4,"НОВИНКА!"]
["A60 12W"]
["WOLTA"]
[null,"25Y60BL12E27-S",4260375483495,"Лампа LED WOLTA Simple A60 12Вт 1200лм  Е27 3000К   1/50",2,64.069999999999993,71.19,{"$f":"G60*(1-$H$11/100)","v":71.19},null,">5000",null,40,{"$f":"L60*H60","v":2847.6},{"$f":"L60*Q60","v":3.2800000000000002},{"$f":"L60*R60","v":2.4160000000000001E-2},"шт",8.2000000000000003E-2,6.0400000000000004E-4]
[null,"25S60BL12E27",4260529293703,"Лампа LED  WOLTA A60 12Вт 1150лм Е27 4000К   1/50",2,69.56,77.290000000000006,{"$f":"G61*(1-$H$11/100)","v":77.290000000000006},null,">5000",null,0,{"$f":"L61*H61","v":0},{"$f":"L61*Q61","v":0},{"$f":"L61*R61","v":0},"шт",7.0000000000000007E-2,5.2300000000000003E-4]
[null,"25W60BL12E27",4260529293727,"Лампа LED  WOLTA A60 12Вт 1150лм Е27 6500К   1/50",2,69.56,77.290000000000006,{"$f":"G62*(1-$H$11/100)","v":77.290000000000006},null,">5000",null,0,{"$f":"L62*H62","v":0},{"$f":"L62*Q62","v":0},{"$f":"L62*R62","v":0},"шт",7.0000000000000007E-2,5.2300000000000003E-4]
["ВАША ЛАМПА"]
[null,"25Y60BL12E27-P",4260375483891,"Лампа LED ВАША ЛАМПА A60 12Вт 1150лм Е27 3000К   1/50",1,69.56,77.290000000000006,{"$f":"G64*(1-$H$11/100)","v":77.290000000000006},null,">5000",null,0,{"$f":"L64*H64","v":0},{"$f":"L64*Q64","v":0},{"$f":"L64*R64","v":0},"шт",7.0000000000000007E-2,5.2300000000000003E-4]
["A60 15W"]
["WOLTA"]
[null,"25Y60BL15E27",4260375483778,"Лампа LED  WOLTA A60 15Вт 1450лм Е27 3000К   1/50",2,94.28,104.75,{"$f":"G67*(1-$H$11/100)","v":104.75},null,">5000",null,40,{"$f":"L67*H67","v":4190},{"$f":"L67*Q67","v":4.24},{"$f":"L67*R67","v":2.3960000000000002E-2},"шт",0.106,5.9900000000000003E-4]
[null,"25S60BL15E27",4260375483808,"Лампа LED  WOLTA A60 15Вт 1450лм Е27 4000К   1/50",2,94.28,104.75,{"$f":"G68*(1-$H$11/100)","v":104.75},null,">5000",null,0,{"$f":"L68*H68","v":0},{"$f":"L68*Q68","v":0},{"$f":"L68*R68","v":0},"шт",0.106,5.9900000000000003E-4]
["ВАША ЛАМПА"]
[null,"25W60BL15E27-P",4260529290894,"Лампа LED  ВАША ЛАМПА A60 15Вт 1400лм Е27 6500К   1/50",1,94.28,104.75,{"$f":"G70*(1-$H$11/100)","v":104.75},null,">5000",null,0,{"$f":"L70*H70","v":0},{"$f":"L70*Q70","v":0},{"$f":"L70*R70","v":0},"шт",7.1999999999999995E-2,5.4500000000000002E-4,"НОВИНКА!"]
["A65 20W"]
["WOLTA"]
[null,"25Y65BL20E27",4260375487905,"Лампа LED WOLTA A65 20Вт 1800лм Е27 3000К    1/50",3,131.81,146.44999999999999,{"$f":"G73*(1-$H$11/100)","v":146.44999999999999},null,">5000",null,0,{"$f":"L73*H73","v":0},{"$f":"L73*Q73","v":0},{"$f":"L73*R73","v":0},"шт",0.104,8.0999999999999996E-4]
[null,"25S65BL20E27",4260375487875,"Лампа LED WOLTA A65 20Вт 1800лм Е27 4000К    1/50",3,131.81,146.44999999999999,{"$f":"G74*(1-$H$11/100)","v":146.44999999999999},null,">1000",null,0,{"$f":"L74*H74","v":0},{"$f":"L74*Q74","v":0},{"$f":"L74*R74","v":0},"шт",0.104,8.0999999999999996E-4]
["G45 5W"]
["ВАША ЛАМПА"]
[null,"25Y45GL5E14-P",4260375489015,"Лампа LED ВАША ЛАМПА G45 5Вт 400лм Е14 3000К   1/50",1,54.92,61.02,{"$f":"G77*(1-$H$11/100)","v":61.02},null,">3000",null,0,{"$f":"L77*H77","v":0},{"$f":"L77*Q77","v":0},{"$f":"L77*R77","v":0},"шт",4.3999999999999997E-2,2.3800000000000001E-4]
[null,"25S45GL5E14-P",4260375489039,"Лампа LED ВАША ЛАМПА G45 5Вт 400лм Е14 4000К   1/50",1,54.92,61.02,{"$f":"G78*(1-$H$11/100)","v":61.02},null,">5000",null,0,{"$f":"L78*H78","v":0},{"$f":"L78*Q78","v":0},{"$f":"L78*R78","v":0},"шт",4.3999999999999997E-2,2.3800000000000001E-4]
[null,"25Y45GL5E27-P",4260375489053,"Лампа LED ВАША ЛАМПА G45 5Вт 400лм Е27 3000К   1/50",1,54.92,61.02,{"$f":"G79*(1-$H$11/100)","v":61.02},null,">5000",null,0,{"$f":"L79*H79","v":0},{"$f":"L79*Q79","v":0},{"$f":"L79*R79","v":0},"шт",4.3999999999999997E-2,2.3800000000000001E-4]
[null,"25S45GL5E27-P",4260375489077,"Лампа LED ВАША ЛАМПА G45 5Вт 400лм Е27 4000К   1/50",1,54.92,61.02,{"$f":"G80*(1-$H$11/100)","v":61.02},null,">3000",null,0,{"$f":"L80*H80","v":0},{"$f":"L80*Q80","v":0},{"$f":"L80*R80","v":0},"шт",4.3999999999999997E-2,2.3800000000000001E-4]
["G45 7W"]
["ВАША ЛАМПА"]
[null,"25Y45GL7.5E14-P",4260375484058,"Лампа LED ВАША ЛАМПА G45 7.5Вт 675лм Е14 3000К   1/50",1,58.58,65.09,{"$f":"G83*(1-$H$11/100)","v":65.09},null,">5000",null,0,{"$f":"L83*H83","v":0},{"$f":"L83*Q83","v":0},{"$f":"L83*R83","v":0},"шт",3.4000000000000002E-2,2.3800000000000001E-4]
[null,"25S45GL7.5E14-P",4260375484072,"Лампа LED ВАША ЛАМПА G45 7.5Вт 675лм Е14 4000К   1/50",1,58.58,65.09,{"$f":"G84*(1-$H$11/100)","v":65.09},null,">5000",null,0,{"$f":"L84*H84","v":0},{"$f":"L84*Q84","v":0},{"$f":"L84*R84","v":0},"шт",3.4000000000000002E-2,2.2499999999999999E-4]
[null,"25W45GL7.5E14-P",4260529290955,"Лампа LED ВАША ЛАМПА G45 7.5Вт 675лм Е14 6500К   1/50",1,58.58,65.09,{"$f":"G85*(1-$H$11/100)","v":65.09},null,">5000",null,0,{"$f":"L85*H85","v":0},{"$f":"L85*Q85","v":0},{"$f":"L85*R85","v":0},"шт",3.4000000000000002E-2,2.2499999999999999E-4,"НОВИНКА!"]
[null,"25Y45GL7.5E27-P",4260375484096,"Лампа LED ВАША ЛАМПА G45 7.5Вт 675лм Е27 3000К   1/50",1,58.58,65.09,{"$f":"G86*(1-$H$11/100)","v":65.09},null,12,null,0,{"$f":"L86*H86","v":0},{"$f":"L86*Q86","v":0},{"$f":"L86*R86","v":0},"шт",3.5999999999999997E-2,2.2499999999999999E-4]
[null,"25W45GL7.5E27-P",4260529290979,"Лампа LED ВАША ЛАМПА G45 7.5Вт 675лм Е27 6500К   1/50",1,58.58,65.09,{"$f":"G87*(1-$H$11/100)","v":65.09},null,">5000",null,0,{"$f":"L87*H87","v":0},{"$f":"L87*Q87","v":0},{"$f":"L87*R87","v":0},"шт",3.5999999999999997E-2,2.2499999999999999E-4,"НОВИНКА!"]
["G45 7.5W"]
["WOLTA"]
[null,"25S45GL7.5E27",4260529294069,"Лампа LED WOLTA G45 7.5Вт 625лм  Е27 4000К   1/50",2,58.58,65.09,{"$f":"G90*(1-$H$11/100)","v":65.09},null,">5000",null,0,{"$f":"L90*H90","v":0},{"$f":"L90*Q90","v":0},{"$f":"L90*R90","v":0},"шт",3.5999999999999997E-2,2.2499999999999999E-4]
["G45 8W"]
["WOLTA"]
[null,"25Y45GL8E14",4260375483532,"Лампа LED WOLTA G45 8Вт 800лм Е14 3000К   1/50",3,64.069999999999993,71.19,{"$f":"G93*(1-$H$11/100)","v":71.19},null,">5000",null,0,{"$f":"L93*H93","v":0},{"$f":"L93*Q93","v":0},{"$f":"L93*R93","v":0},"шт",6.6000000000000003E-2,3.79E-4]
[null,"25S45GL8E14",4260375483563,"Лампа LED WOLTA G45 8Вт 800лм Е14 4000К   1/50",3,64.069999999999993,71.19,{"$f":"G94*(1-$H$11/100)","v":71.19},null,">5000",null,0,{"$f":"L94*H94","v":0},{"$f":"L94*Q94","v":0},{"$f":"L94*R94","v":0},"шт",6.6000000000000003E-2,3.79E-4]
[null,"25Y45GL8E27",4260375483594,"Лампа LED WOLTA G45 8Вт 800лм Е27 3000К   1/50",3,64.069999999999993,71.19,{"$f":"G95*(1-$H$11/100)","v":71.19},null,">5000",null,0,{"$f":"L95*H95","v":0},{"$f":"L95*Q95","v":0},{"$f":"L95*R95","v":0},"шт",6.6000000000000003E-2,3.79E-4]
[null,"25S45GL8E27",4260375483624,"Лампа LED WOLTA G45 8Вт 800лм Е27 4000К   1/50",3,64.069999999999993,71.19,{"$f":"G96*(1-$H$11/100)","v":71.19},null,">5000",null,0,{"$f":"L96*H96","v":0},{"$f":"L96*Q96","v":0},{"$f":"L96*R96","v":0},"шт",6.6000000000000003E-2,3.79E-4]
["G45 10W"]
["ВАША ЛАМПА"]
[null,"25Y45GL10E14-P",4260529291662,"Лампа LED ВАША ЛАМПА G45 10Вт 900лм Е14 3000К   1/50",1,79.63,88.48,{"$f":"G99*(1-$H$11/100)","v":88.48},null,">5000",null,0,{"$f":"L99*H99","v":0},{"$f":"L99*Q99","v":0},{"$f":"L99*R99","v":0},"шт",4.5999999999999999E-2,2.7300000000000002E-4,"НОВИНКА!"]
[null,"25S45GL10E14-P",4260529291686,"Лампа LED ВАША ЛАМПА G45 10Вт 900лм Е14 4000К   1/50",1,79.63,88.48,88.48,null,">5000",null,0,0,0,0,"шт",4.5999999999999999E-2,2.7300000000000002E-4,"НОВИНКА!"]
[null,"25W45GL10E14-P",4260529291709,"Лампа LED ВАША ЛАМПА G45 10Вт 900лм Е14 6500К   1/50",1,79.63,88.48,88.48,null,">5000",null,0,0,0,0,"шт",4.5999999999999999E-2,2.7300000000000002E-4,"НОВИНКА!"]
[null,"25Y45GL10E27-P",4260529291723,"Лампа LED ВАША ЛАМПА G45 10Вт 900лм Е27 3000К   1/50",1,79.63,88.48,88.48,null,">5000",null,0,0,0,0,"шт",4.8000000000000001E-2,2.7300000000000002E-4,"НОВИНКА!"]
[null,"25S45GL10E27-P",4260529291747,"Лампа LED ВАША ЛАМПА G45 10Вт 900лм Е27 4000К   1/50",1,79.63,88.48,88.48,null,">5000",null,0,0,0,0,"шт",4.8000000000000001E-2,2.7300000000000002E-4,"НОВИНКА!"]
[null,"25W45GL10E27-P",4260529291761,"Лампа LED ВАША ЛАМПА G45 10Вт 900лм Е27 6500К   1/50",1,79.63,88.48,88.48,null,">5000",null,0,0,0,0,"шт",4.8000000000000001E-2,2.7300000000000002E-4,"НОВИНКА!"]
["C37 5W"]
["ВАША ЛАМПА"]
[null,"25YC5E14-P",4260375488933,"Лампа LED ВАША ЛАМПА C37 5Вт 400лм Е14 3000К   1/50",1,54.92,61.02,{"$f":"G107*(1-$H$11/100)","v":61.02},null,">5000",null,0,{"$f":"L107*H107","v":0},{"$f":"L107*Q107","v":0},{"$f":"L107*R107","v":0},"шт",4.2000000000000003E-2,1.94E-4]
[null,"25SC5E14-P",4260375488957,"Лампа LED ВАША ЛАМПА C37 5Вт 400лм Е14 4000К   1/50",1,54.92,61.02,{"$f":"G108*(1-$H$11/100)","v":61.02},null,">5000",null,0,{"$f":"L108*H108","v":0},{"$f":"L108*Q108","v":0},{"$f":"L108*R108","v":0},"шт",4.2000000000000003E-2,1.94E-4]
[null,"25YC5E27-P",4260375488971,"Лампа LED ВАША ЛАМПА C37 5Вт 400лм Е27 3000К   1/50",1,54.92,61.02,{"$f":"G109*(1-$H$11/100)","v":61.02},null,">1000",null,0,{"$f":"L109*H109","v":0},{"$f":"L109*Q109","v":0},{"$f":"L109*R109","v":0},"шт",4.2000000000000003E-2,1.94E-4]
[null,"25SC5E27-P",4260375488995,"Лампа LED ВАША ЛАМПА C37 5Вт 400лм Е27 4000К   1/50",1,54.92,61.02,{"$f":"G110*(1-$H$11/100)","v":61.02},null,">1000",null,0,{"$f":"L110*H110","v":0},{"$f":"L110*Q110","v":0},{"$f":"L110*R110","v":0},"шт",4.2000000000000003E-2,1.94E-4]
["C37 7.5W"]
["WOLTA"]
[null,"25YC7.5E14",4260529293802,"Лампа LED WOLTA C37 7.5Вт 625лм  Е14 3000К   1/50",2,58.58,65.09,{"$f":"G113*(1-$H$11/100)","v":65.09},null,">5000",null,0,{"$f":"L113*H113","v":0},{"$f":"L113*Q113","v":0},{"$f":"L113*R113","v":0},"шт",0.04,1.94E-4]
["ВАША ЛАМПА"]
[null,"25SC7.5E14-P",4260375483990,"Лампа LED ВАША ЛАМПА C37 7.5Вт 675лм Е14 4000К   1/50",1,58.58,65.09,{"$f":"G115*(1-$H$11/100)","v":65.09},null,">250",null,0,{"$f":"L115*H115","v":0},{"$f":"L115*Q115","v":0},{"$f":"L115*R115","v":0},"шт",0.04,1.94E-4]
[null,"25WC7.5E14-P",4260529290917,"Лампа LED ВАША ЛАМПА C37 7.5Вт 675лм  Е14 6500К   1/50",1,58.58,65.09,{"$f":"G116*(1-$H$11/100)","v":65.09},null,">5000",null,0,{"$f":"L116*H116","v":0},{"$f":"L116*Q116","v":0},{"$f":"L116*R116","v":0},"шт",0.04,1.94E-4,"НОВИНКА!"]
[null,"25YC7.5E27-P",4260375484010,"Лампа LED ВАША ЛАМПА C37 7.5Вт 675лм Е27 3000К   1/50",1,58.58,65.09,{"$f":"G117*(1-$H$11/100)","v":65.09},null,">5000",null,0,{"$f":"L117*H117","v":0},{"$f":"L117*Q117","v":0},{"$f":"L117*R117","v":0},"шт",0.04,2.03E-4]
[null,"25SC7.5E27-P",4260375484034,"Лампа LED ВАША ЛАМПА C37 7.5Вт 675лм Е27 4000К   1/50",1,58.58,65.09,{"$f":"G118*(1-$H$11/100)","v":65.09},null,">5000",null,0,{"$f":"L118*H118","v":0},{"$f":"L118*Q118","v":0},{"$f":"L118*R118","v":0},"шт",3.7999999999999999E-2,2.03E-4]
[null,"25WC7.5E27-P",4260529291884,"Лампа LED ВАША ЛАМПА C37 7.5Вт 675лм Е27 6500К   1/50",1,58.58,65.09,{"$f":"G119*(1-$H$11/100)","v":65.09},null,">5000",null,0,{"$f":"L119*H119","v":0},{"$f":"L119*Q119","v":0},{"$f":"L119*R119","v":0},"шт",0.04,2.03E-4,"НОВИНКА!"]
["C37 10W"]
["ВАША ЛАМПА"]
[null,"25YC10E14-P",4260529291488,"Лампа LED ВАША ЛАМПА C37 10Вт 900лм  Е14 3000К   1/50",1,79.63,88.48,{"$f":"G122*(1-$H$11/100)","v":88.48},null,">5000",null,0,{"$f":"L122*H122","v":0},{"$f":"L122*Q122","v":0},{"$f":"L122*R122","v":0},"шт",4.3999999999999997E-2,2.3599999999999999E-4,"НОВИНКА!"]
[null,"25SC10E14-P",4260529291501,"Лампа LED ВАША ЛАМПА C37 10Вт 900лм Е14 4000К   1/50",1,79.63,88.48,88.48,null,">5000",null,0,0,0,0,"шт",4.3999999999999997E-2,2.3599999999999999E-4,"НОВИНКА!"]
[null,"25WC10E14-P",4260529291525,"Лампа LED ВАША ЛАМПА C37 10Вт 900лм Е14 6500К   1/50",1,79.63,88.48,88.48,null,">1000",null,0,0,0,0,"шт",0.04,2.3599999999999999E-4,"НОВИНКА!"]
[null,"25YC10E27-P",4260529291549,"Лампа LED ВАША ЛАМПА C37 10Вт 900лм Е27 3000К   1/50",1,79.63,88.48,88.48,null,">5000",null,0,0,0,0,"шт",4.5999999999999999E-2,2.3599999999999999E-4,"НОВИНКА!"]
[null,"25SC10E27-P",4260529291563,"Лампа LED ВАША ЛАМПА C37 10Вт 900лм Е27 4000К   1/50",1,79.63,88.48,88.48,null,">5000",null,0,0,0,0,"шт",4.5999999999999999E-2,2.3599999999999999E-4,"НОВИНКА!"]
[null,"25WC10E27-P",4260529291587,"Лампа LED ВАША ЛАМПА C37 10Вт 900лм Е27 6500К   1/50",1,79.63,88.48,88.48,null,">1000",null,0,0,0,0,"шт",4.5999999999999999E-2,2.3599999999999999E-4,"НОВИНКА!"]
["CD37 7.5W"]
["ВАША ЛАМПА"]
[null,"25YCD7.5E14-P",4260375487479,"Лампа LED ВАША ЛАМПА св н/в CD37 7.5Вт 675лм Е14 3000К   1/50",1,58.58,65.09,{"$f":"G130*(1-$H$11/100)","v":65.09},null,">5000",null,0,{"$f":"L130*H130","v":0},{"$f":"L130*Q130","v":0},{"$f":"L130*R130","v":0},"шт",4.2000000000000003E-2,2.6499999999999999E-4]
[null,"25SCD7.5E14-P",4260375487493,"Лампа LED ВАША ЛАМПА св н/в CD37 7.5Вт 675лм Е14 4000К   1/50",1,58.58,65.09,{"$f":"G131*(1-$H$11/100)","v":65.09},null,48,null,0,{"$f":"L131*H131","v":0},{"$f":"L131*Q131","v":0},{"$f":"L131*R131","v":0},"шт",4.2000000000000003E-2,2.6499999999999999E-4]
[null,"25WCD7.5E14-P",4260529290931,"Лампа LED ВАША ЛАМПА св н/в CD37 7.5Вт 675лм Е14 6500К   1/50",1,58.58,65.09,{"$f":"G132*(1-$H$11/100)","v":65.09},null,">5000",null,0,{"$f":"L132*H132","v":0},{"$f":"L132*Q132","v":0},{"$f":"L132*R132","v":0},"шт",4.2000000000000003E-2,2.6499999999999999E-4,"НОВИНКА!"]
["R39 5W"]
["WOLTA"]
[null,"25Y39R5E14",4260375481743,"Лампа LED  WOLTA R39 5Вт 400лм E14 3000K 1/50",2,74.14,82.38,{"$f":"G135*(1-$H$11/100)","v":82.38},null,">5000",null,0,{"$f":"L135*H135","v":0},{"$f":"L135*Q135","v":0},{"$f":"L135*R135","v":0},"шт",5.1999999999999998E-2,2.9999999999999997E-4]
[null,"25S39R5E14",4260375481774,"Лампа LED  WOLTA R39 5Вт 400лм E14 4000K 1/50",2,74.14,82.38,{"$f":"G136*(1-$H$11/100)","v":82.38},null,">5000",null,0,{"$f":"L136*H136","v":0},{"$f":"L136*Q136","v":0},{"$f":"L136*R136","v":0},"шт",5.1999999999999998E-2,2.9999999999999997E-4]
["R50 7W"]
["WOLTA"]
[null,"25Y50R7E14",4260375481804,"Лампа LED  WOLTA R50 7Вт 600лм E14 3000K 1/50",2,84.2,93.56,{"$f":"G139*(1-$H$11/100)","v":93.56},null,">1000",null,0,{"$f":"L139*H139","v":0},{"$f":"L139*Q139","v":0},{"$f":"L139*R139","v":0},"шт",9.1999999999999998E-2,4.9600000000000002E-4]
[null,"25S50R7E14",4260375481835,"Лампа LED  WOLTA R50 7Вт  600лм E14 4000K 1/50",2,84.2,93.56,{"$f":"G140*(1-$H$11/100)","v":93.56},null,">3000",null,0,{"$f":"L140*H140","v":0},{"$f":"L140*Q140","v":0},{"$f":"L140*R140","v":0},"шт",9.1999999999999998E-2,4.9600000000000002E-4]
["R63 9W"]
["WOLTA"]
[null,"25Y63R9E27",4260375481866,"Лампа LED  WOLTA R63 9Вт 810лм E27 3000K 1/50",2,94.28,104.75,{"$f":"G143*(1-$H$11/100)","v":104.75},null,">3000",null,0,{"$f":"L143*H143","v":0},{"$f":"L143*Q143","v":0},{"$f":"L143*R143","v":0},"шт",0.16200000000000001,8.1999999999999998E-4]
[null,"25S63R9E27",4260375481897,"Лампа LED  WOLTA R63 9Вт 810лм E27 4000K 1/50",2,94.28,104.75,{"$f":"G144*(1-$H$11/100)","v":104.75},null,">1000",null,0,{"$f":"L144*H144","v":0},{"$f":"L144*Q144","v":0},{"$f":"L144*R144","v":0},"шт",0.16200000000000001,8.1999999999999998E-4]
["GU5.3 7.5W"]
["WOLTA"]
[null,"25YMR16-220-7.5GU5.3",4260529294106,"Лампа LED  WOLTA MR16 7.5Вт 625лм GU5.3  3000К   1/50",2,58.58,65.09,{"$f":"G147*(1-$H$11/100)","v":65.09},null,">3000",null,0,{"$f":"L147*H147","v":0},{"$f":"L147*Q147","v":0},{"$f":"L147*R147","v":0},"шт",0.04,1.9000000000000001E-4]
[null,"25SMR16-220-7.5GU5.3",4260529294120,"Лампа LED  WOLTA MR16 7.5Вт 625лм GU5.3  4000К   1/50",2,58.58,65.09,{"$f":"G148*(1-$H$11/100)","v":65.09},null,">5000",null,0,{"$f":"L148*H148","v":0},{"$f":"L148*Q148","v":0},{"$f":"L148*R148","v":0},"шт",0.04,1.9000000000000001E-4]
["ВАША ЛАМПА"]
[null,"25WMR16-220-7.5GU5.3-P",4260529290993,"Лампа LED ВАША ЛАМПА MR16 7.5Вт 675лм GU5.3  6500К   1/50",1,58.58,65.09,{"$f":"G150*(1-$H$11/100)","v":65.09},null,">1000",null,0,{"$f":"L150*H150","v":0},{"$f":"L150*Q150","v":0},{"$f":"L150*R150","v":0},"шт",0.04,1.9000000000000001E-4,"НОВИНКА!"]
["GU5.3 10W"]
["WOLTA"]
[null,"25SMR16-220-10GU5.3",4260529293642,"Лампа LED  WOLTA MR16 10Вт 825лм GU5.3 4000К   1/50",2,79.63,88.48,{"$f":"G153*(1-$H$11/100)","v":88.48},null,">5000",null,0,{"$f":"L153*H153","v":0},{"$f":"L153*Q153","v":0},{"$f":"L153*R153","v":0},"шт",0.04,2.3499999999999999E-4]
[null,"25WMR16-220-10GU5.3",4260529293666,"Лампа LED  WOLTA MR16 10Вт 825лм GU5.3 6500К   1/50",2,79.63,88.48,{"$f":"G154*(1-$H$11/100)","v":88.48},null,">5000",null,0,{"$f":"L154*H154","v":0},{"$f":"L154*Q154","v":0},{"$f":"L154*R154","v":0},"шт",0.04,2.3499999999999999E-4]
["ВАША ЛАМПА"]
[null,"25YMR16-220-10GU5.3-P",4260529291822,"Лампа LED ВАША ЛАМПА MR16 10Вт 900лм  GU5.3 3000К   1/50",1,79.63,88.48,{"$f":"G156*(1-$H$11/100)","v":88.48},null,">3000",null,0,{"$f":"L156*H156","v":0},{"$f":"L156*Q156","v":0},{"$f":"L156*R156","v":0},"шт",4.2000000000000003E-2,2.2699999999999999E-4,"НОВИНКА!"]
["GU10 8W"]
["WOLTA"]
[null,"25YPAR16-230-8GU10",4260375481569,"Лампа LED WOLTA PAR16  8Вт 700лм GU10 3000К   1/50",3,83.75,93.06,{"$f":"G159*(1-$H$11/100)","v":93.06},null,">1000",null,0,{"$f":"L159*H159","v":0},{"$f":"L159*Q159","v":0},{"$f":"L159*R159","v":0},"шт",7.0000000000000007E-2,3.48E-4]
[null,"25SPAR16-230-8GU10",4260375481590,"Лампа LED WOLTA PAR16  8Вт 700лм GU10 4000К   1/50",3,83.75,93.06,{"$f":"G160*(1-$H$11/100)","v":93.06},null,">1000",null,0,{"$f":"L160*H160","v":0},{"$f":"L160*Q160","v":0},{"$f":"L160*R160","v":0},"шт",7.0000000000000007E-2,3.48E-4]
["GX53 7.5W"]
["WOLTA"]
[null,"25Y75R7.5GX53",4260529293086,"Лампа LED WOLTA R75 7.5Вт 625лм GX53 3000К   1/100",2,76.5,85,{"$f":"G163*(1-$H$11/100)","v":85},null,">100",">5000, поставка ожидается 2019-06-18",0,{"$f":"L163*H163","v":0},{"$f":"L163*Q163","v":0},{"$f":"L163*R163","v":0},"шт",null,3.0000000000000001E-6,"НОВИНКА!"]
[null,"25S75R7.5GX53",4260529293109,"Лампа LED WOLTA R75 7.5Вт 625лм GX53 4000К   1/100",2,76.5,85,{"$f":"G164*(1-$H$11/100)","v":85},null,">5000",null,0,{"$f":"L164*H164","v":0},{"$f":"L164*Q164","v":0},{"$f":"L164*R164","v":0},"шт",null,1.9999999999999999E-6,"НОВИНКА!"]
[null,"25W75R7.5GX53",4260529293123,"Лампа LED WOLTA R75 7.5Вт 625лм GX53 6500К   1/100",2,76.5,85,{"$f":"G165*(1-$H$11/100)","v":85},null,">1000",null,0,{"$f":"L165*H165","v":0},{"$f":"L165*Q165","v":0},{"$f":"L165*R165","v":0},"шт",null,3.9999999999999998E-6,"НОВИНКА!"]
["GX53 10W"]
["WOLTA"]
[null,"25Y75R10GX53",4260529293147,"Лампа LED WOLTA R75 10Вт 825лм GX53  3000К   1/100",2,90,100,{"$f":"G168*(1-$H$11/100)","v":100},null,">100",">3000, поставка ожидается 2019-06-18",0,{"$f":"L168*H168","v":0},{"$f":"L168*Q168","v":0},{"$f":"L168*R168","v":0},"шт",null,3.9999999999999998E-6,"НОВИНКА!"]
[null,"25S75R10GX53",4260529293161,"Лампа LED WOLTA R75 10Вт 825лм GX53 4000К   1/100",2,90,100,{"$f":"G169*(1-$H$11/100)","v":100},null,">3000",null,0,{"$f":"L169*H169","v":0},{"$f":"L169*Q169","v":0},{"$f":"L169*R169","v":0},"шт",null,1.9999999999999999E-6,"НОВИНКА!"]
[null,"25W75R10GX53",4260529293185,"Лампа LED WOLTA R75 10Вт 825лм GX53  6500К   1/100",2,90,100,{"$f":"G170*(1-$H$11/100)","v":100},null,">250",">3000, поставка ожидается 2019-06-18",0,{"$f":"L170*H170","v":0},{"$f":"L170*Q170","v":0},{"$f":"L170*R170","v":0},"шт",null,3.9999999999999998E-6,"НОВИНКА!"]
["Capsule G4 2.5W 12V AC/DC"]
["WOLTA"]
[null,"25YJC-12-2.5G4",4260375482245,"Лампа LED WOLTA JC 2.5Вт 200лм G4 12V AC/DC 3000K 1/5/100/1000",3,64.069999999999993,71.19,{"$f":"G173*(1-$H$11/100)","v":71.19},null,">5000",null,0,{"$f":"L173*H173","v":0},{"$f":"L173*Q173","v":0},{"$f":"L173*R173","v":0},"шт",1.2E-2,3.8999999999999999E-5,"СНИЖЕНА ЦЕНА!"]
[null,"25SJC-12-2.5G4",4260375482214,"Лампа LED WOLTA JC 2.5Вт 200лм G4 12V AC/DC 4000K 1/5/100/1000",3,73.22,81.36,{"$f":"G174*(1-$H$11/100)","v":81.36},null,0,null,0,{"$f":"L174*H174","v":0},{"$f":"L174*Q174","v":0},{"$f":"L174*R174","v":0},"шт",1.2E-2,3.8999999999999999E-5,"СНИЖЕНА ЦЕНА!"]
["Capsule G4 2.5W"]
["WOLTA"]
[null,"25YJC-230-2.5G4",4260375482184,"Лампа LED WOLTA JC 2.5Вт 200лм  G4 220V 3000K 1/5/100/1000",3,64.069999999999993,71.19,{"$f":"G177*(1-$H$11/100)","v":71.19},null,">3000",null,0,{"$f":"L177*H177","v":0},{"$f":"L177*Q177","v":0},{"$f":"L177*R177","v":0},"шт",1.2E-2,3.8999999999999999E-5,"СНИЖЕНА ЦЕНА!"]
["capsule 5W G9"]
["WOLTA"]
[null,"25YJCD-230-5G9",4260375482306,"Лампа LED WOLTA JCD  5Вт 360лм G9 220V 3000K 1/5/100/1000",3,91.53,101.7,{"$f":"G180*(1-$H$11/100)","v":101.7},null,">5000",null,0,{"$f":"L180*H180","v":0},{"$f":"L180*Q180","v":0},{"$f":"L180*R180","v":0},"шт",2.1999999999999999E-2,6.3999999999999997E-5,"СНИЖЕНА ЦЕНА!"]
["LED T8"]
["T8 10W"]
["WOLTA"]
[null,"25ST8-10G13-R",4260375483051,"Лампа LED WOLTA T8 60 10Вт 800лм G13-пов-й 4000K 1/25",2,110.75,123.06,{"$f":"G184*(1-$H$11/100)","v":123.06},null,">5000",null,0,{"$f":"L184*H184","v":0},{"$f":"L184*Q184","v":0},{"$f":"L184*R184","v":0},"шт",0.13600000000000001,9.5E-4]
[null,"25WT8-10G13-R",4260375483075,"Лампа LED WOLTA T8 60 10Вт 800лм G13-пов-й 6500K 1/25",2,110.75,123.06,{"$f":"G185*(1-$H$11/100)","v":123.06},null,">5000",null,0,{"$f":"L185*H185","v":0},{"$f":"L185*Q185","v":0},{"$f":"L185*R185","v":0},"шт",0.13600000000000001,9.5E-4]
["T8 18W"]
["WOLTA"]
[null,"25ST8-18G13",4260375482078,"Лампа LED WOLTA T8 120 18Вт 1600лм G13 4000K 1/25",2,134.55000000000001,149.5,{"$f":"G188*(1-$H$11/100)","v":149.5},null,">5000",null,0,{"$f":"L188*H188","v":0},{"$f":"L188*Q188","v":0},{"$f":"L188*R188","v":0},"шт",0.25,1.908E-3]
[null,"25WT8-18G13",4260375482092,"Лампа LED WOLTA T8 120 18Вт 1600лм G13 6500K 1/25",2,134.55000000000001,149.5,{"$f":"G189*(1-$H$11/100)","v":149.5},null,">5000",null,0,{"$f":"L189*H189","v":0},{"$f":"L189*Q189","v":0},{"$f":"L189*R189","v":0},"шт",0.25,1.908E-3]
["T8 24W"]
["WOLTA"]
[null,"25ST8-24G13",4260529295400,"Лампа LED WOLTA T8 150 24Вт 1950лм G13 4000K 1/25",2,224.55,249.5,{"$f":"G192*(1-$H$11/100)","v":249.5},null,">1000",null,0,{"$f":"L192*H192","v":0},{"$f":"L192*Q192","v":0},{"$f":"L192*R192","v":0},"шт",0.3,2.3180000000000002E-3,"НОВИНКА СКОРО НА СКЛАДЕ!"]
[null,"25WT8-24G13",4260529295424,"Лампа LED WOLTA T8 150 24Вт 1950лм G13 6500K 1/25",2,224.55,249.5,{"$f":"G193*(1-$H$11/100)","v":249.5},null,">3000",null,0,{"$f":"L193*H193","v":0},{"$f":"L193*Q193","v":0},{"$f":"L193*R193","v":0},"шт",0.3,2.3180000000000002E-3,"НОВИНКА СКОРО НА СКЛАДЕ!"]
["LED HP"]
[]
["WOLTA"]
[null,"25WHP30E27/40",4260375487813,"Лампа LED WOLTA HP 30Вт 2500лм E27/40  6500K 1/40",2,207,230,{"$f":"G197*(1-$H$11/100)","v":230},null,">500",null,0,{"$f":"L197*H197","v":0},{"$f":"L197*Q197","v":0},{"$f":"L197*R197","v":0},"шт",null,1.7E-5,"СНИЖЕНА ЦЕНА!"]
[null,"25WHP40E27/40",4260375487837,"Лампа LED WOLTA HP 40Вт 3500лм E27/40  6500K 1/20",2,319.5,355,{"$f":"G198*(1-$H$11/100)","v":355},null,">100",">3000, поставка ожидается 2019-06-18",0,{"$f":"L198*H198","v":0},{"$f":"L198*Q198","v":0},{"$f":"L198*R198","v":0},"шт",1E-3,2.1999999999999999E-5,"СНИЖЕНА ЦЕНА!"]
[null,"25WHP60E27/40",4260529292409,"Лампа LED WOLTA HP 60Вт 4500лм E27/40  6500K 1/12",2,540,600,{"$f":"G199*(1-$H$11/100)","v":600},null,">500",null,0,{"$f":"L199*H199","v":0},{"$f":"L199*Q199","v":0},{"$f":"L199*R199","v":0},"шт",1E-3,2.1999999999999999E-5,"НОВИНКА!"]
[null,"25WHP60E40",4260375487851,"Лампа LED WOLTA HP 60Вт 5000лм E40  6500K 1/12",2,540,600,{"$f":"G200*(1-$H$11/100)","v":600},null,">100",null,0,{"$f":"L200*H200","v":0},{"$f":"L200*Q200","v":0},{"$f":"L200*R200","v":0},"шт",0.69199999999999995,9.4289999999999999E-3,"СНИЖЕНА ЦЕНА!"]
[null,"25WHP90E27/40",4260529292423,"Лампа LED WOLTA HP 90Вт 7000лм E27/40  6500K 1/12",2,900,1000,{"$f":"G201*(1-$H$11/100)","v":1000},null,">1000",null,0,{"$f":"L201*H201","v":0},{"$f":"L201*Q201","v":0},{"$f":"L201*R201","v":0},"шт",4.0000000000000001E-3,4.8000000000000001E-5,"НОВИНКА!"]
[null,null,null,null,null,null,null,null,null,null,"ИТОГО:",{"$f":"SUM(L12:L201)","v":80},{"$f":"SUM(M12:M201)","v":7037.6},{"$f":"SUM(N12:N201)","v":7.5200000000000005},{"$f":"SUM(O12:O201)","v":4.8120000000000003E-2}]

{"sheet":"Прожекторы,Уличный свет","index":1,"n_rows":57,"n_cols":19,"rows_kept":57,"cut":false,"hidden":false,"merged":[[7,12,9,12],[5,11,5,15],[5,16,5,17],[6,11,6,14],[7,0,9,0],[7,1,9,1],[7,2,9,2],[7,3,9,3],[7,4,9,4],[7,5,9,5],[7,6,9,6],[7,7,9,7],[7,8,9,8],[7,9,9,9],[7,10,9,10],[7,11,9,11],[7,13,9,13],[7,14,9,14],[7,15,9,15],[7,16,9,16],[7,17,9,17]]}
[null,null,null,null,null,null,null,null,null,null,null,null,null,null,null,null,null,"ООО «Вольта Русланд»"]
[null,null,null,null,null,null,null,null,null,null,null,null,null,null,null,null,null,"ИНН/КПП/ОГРН 7716662181 / 771901001 / 1107746281323"]
[null,null,null,null,null,null,null,null,null,null,null,null,null,null,null,null,null,"119361, г. Москва, ул. Наташи Ковшовой, д. 4, стр. 1, офис 23"]
[null,null,null,null,null,null,null,null,null,null,null,null,null,null,null,null,null,"Тел.: +7(495) 651-87-22, факс: +7 (495) 721-24-20, info@wolta.ru"]
[]
[null,null,null,null,null,null,null,null,null,null,null,"Дата формирования прайс-листа:",null,null,null,null,"30.05.2019"]
["Номенклатура",null,null,null,null,null,null,null,null,null,null,"Заказ"]
["Фото","Ссылка на сайт","Штрихкод / Артикул","Наименование","Гарантия, г.","МРОЦ, руб","Базовая цена, руб.","Ваша цена со скидкой, руб.","Спец Цена, руб.","Остаток","Ближайшее поступление","Кол-во, шт","Сумма, руб.","Вес, кг","Объем, м3","Ед. изм.","Вес, кг","Объем, м3"]
[]
[]
[null,null,null,null,null,null,"Укажите свою скидку %",0]
["FL"]
["LFL-05"]
["Lumin'arte"]
[null,"LFL-20/05",4260375484355,"Светодиодный прожектор LFL-20/05 5500K 20 вт LED IP65 1600 Лм",2,233.41,259.33999999999997,{"$f":"G15*(1-$H$11/100)","v":259.33999999999997},null,">250",null,0,{"$f":"L15*H15","v":0},{"$f":"L15*Q15","v":0},{"$f":"L15*R15","v":0},"шт",0.27,1.0920000000000001E-3]
[null,"LFL-20/05s",4260375484430,"Светодиодный прожектор LFL-20/05s с датчиком движения 5500K 20 вт LED IP65 1600 Лм",2,640.71,711.9,{"$f":"G16*(1-$H$11/100)","v":711.9},null,">500",null,0,{"$f":"L16*H16","v":0},{"$f":"L16*Q16","v":0},{"$f":"L16*R16","v":0},"шт",0.34499999999999997,1.2589999999999999E-3]
[null,"LFL-30/05",4630015266014,"Светодиодный прожектор LFL-30/05 5500K 30 Вт LED IP65 2400 Лм",2,361.55,401.72,{"$f":"G17*(1-$H$11/100)","v":401.72},null,">100",null,0,{"$f":"L17*H17","v":0},{"$f":"L17*Q17","v":0},{"$f":"L17*R17","v":0},"шт",0.46400000000000002,1.9090000000000001E-3]
[null,"LFL-50/05",4260375484393,"Светодиодный прожектор LFL-50/05 5500K 50 Вт LED IP65 4000 Лм",2,562.91,625.46,{"$f":"G18*(1-$H$11/100)","v":625.46},null,">3000",null,0,{"$f":"L18*H18","v":0},{"$f":"L18*Q18","v":0},{"$f":"L18*R18","v":0},"шт",0.68799999999999994,2.4970000000000001E-3]
["WFL-05"]
["WOLTA"]
[null,"WFL-10W/05s",4260375489886,"Светодиодный прожектор WFL-10W/05s с датчиком движения 5500K 10 Вт LED IP65 800 Лм",2,642.54,713.93,{"$f":"G21*(1-$H$11/100)","v":713.93},null,">5000",null,0,{"$f":"L21*H21","v":0},{"$f":"L21*Q21","v":0},{"$f":"L21*R21","v":0},"шт",0.34300000000000003,1.2589999999999999E-3]
[null,"WFL-20W/05s",4260375489909,"Светодиодный прожектор WFL-20W/05s с датчиком движения 5500K 20 Вт LED IP65 1600 Лм",2,695.63,772.92,{"$f":"G22*(1-$H$11/100)","v":772.92},null,">5000",null,0,{"$f":"L22*H22","v":0},{"$f":"L22*Q22","v":0},{"$f":"L22*R22","v":0},"шт",0.34300000000000003,1.2589999999999999E-3]
[null,"WFL-30W/05s",4260375489923,"Светодиодный прожектор WFL-30W/05s с датчиком движения 5500K 30 Вт LED IP65 2400 Лм",2,947.34,1052.5999999999999,{"$f":"G23*(1-$H$11/100)","v":1052.5999999999999},null,">5000",null,0,{"$f":"L23*H23","v":0},{"$f":"L23*Q23","v":0},{"$f":"L23*R23","v":0},"шт",0.54800000000000004,2.3080000000000002E-3]
[null,"WFL-50W/05s",4260529290108,"Светодиодный прожектор WFL-50W/05s с датчиком движения 5500K 50 Вт LED IP65 4000 Лм",2,1258.54,1398.38,{"$f":"G24*(1-$H$11/100)","v":1398.38},null,">1000",null,0,{"$f":"L24*H24","v":0},{"$f":"L24*Q24","v":0},{"$f":"L24*R24","v":0},"шт",0.76500000000000001,3.019E-3]
[null,"WFLW-10W/05",4260529292386,"Светодиодный прожектор WFLW-10W/05 5500K 10 Вт LED IP65 белый 800 Лм",2,329.51,366.12,{"$f":"G25*(1-$H$11/100)","v":366.12},null,">5000",null,0,{"$f":"L25*H25","v":0},{"$f":"L25*Q25","v":0},{"$f":"L25*R25","v":0},"шт",0.223,6.8900000000000005E-4,"НОВИНКА!"]
["WFL-06"]
["WOLTA"]
[null,"WFL-10W/06",4260375485079,"Светодиодный прожектор WFL-10W/06  5500K 10 Вт SMD IP65 850 Лм",2,175.5,195,{"$f":"G28*(1-$H$11/100)","v":195},null,">5000",null,0,{"$f":"L28*H28","v":0},{"$f":"L28*Q28","v":0},{"$f":"L28*R28","v":0},"шт",0.21099999999999999,6.4999999999999997E-4]
[null,"WFL-20W/06",4260375485093,"Светодиодный прожектор WFL-20W/06  5500K 20 Вт SMD IP65 1700 Лм",2,291.07,323.41000000000003,323.41000000000003,null,">5000",null,0,0,0,0,"шт",0.31900000000000001,1.0399999999999999E-3]
[null,"WFL-30W/06",4260375485116,"Светодиодный прожектор WFL-30W/06  5500K 30 Вт SMD IP65 2550 Лм",2,432.94,481.04,481.04,null,">3000",null,0,0,0,0,"шт",0.46,1.457E-3]
[null,"WFL-50W/06",4260375485130,"Светодиодный прожектор WFL-50W/06  5500K 50 Вт SMD IP 65 4250 Лм",2,654.44000000000005,727.16,727.16,null,">5000",null,0,0,0,0,"шт",0.71,2.1570000000000001E-3]
[null,"WFL-70W/06",4260529292362,"Светодиодный прожектор WFL-70W/06  5500K 70 Вт SMD IP65 6000 Лм",2,981.2,1090.22,1090.22,null,">5000",null,0,0,0,0,"шт",0.96499999999999997,3.2759999999999998E-3]
[null,"WFL-100W/06",4260375487516,"Светодиодный прожектор WFL-100W/06 5500K 100 Вт SMD IP65 8500 Лм",2,1383.93,1537.7,1537.7,null,">5000",null,0,0,0,0,"шт",1.6839999999999999,4.6410000000000002E-3]
[null,"WFL-150W/06",4260375487530,"Светодиодный прожектор WFL-150W/06 5500K 150 Вт SMD IP65 12750 Лм",2,2869.47,3188.3,3188.3,null,">3000",null,0,0,0,0,"шт",3.6629999999999998,6.9519999999999998E-3]
[null,"WFL-200W/06",4260375487554,"Светодиодный прожектор WFL-200W/06 5500K 200 Вт SMD IP 65 17000 Лм",2,3825.95,4251.0600000000004,4251.0600000000004,null,">1000",null,0,0,0,0,"шт",5.125,1.0123999999999999E-2]
["WFL-06W"]
["WOLTA"]
[null,"WFL-10W/06W",4260529295028,"Светодиодный прожектор WFL-10W/06W белый  5500K 10 Вт SMD IP65 850 Лм",2,175.5,195,{"$f":"G38*(1-$H$11/100)","v":195},null,">5000",null,0,{"$f":"L38*H38","v":0},{"$f":"L38*Q38","v":0},{"$f":"L38*R38","v":0},"шт",0.21,6.4999999999999997E-4,"НОВИНКА!"]
[null,"WFL-20W/06W",4260529295042,"Светодиодный прожектор WFL-20W/06W белый  5500K 20 Вт SMD IP65 1700 Лм",2,291.07,323.41000000000003,{"$f":"G39*(1-$H$11/100)","v":323.41000000000003},null,">5000",null,0,{"$f":"L39*H39","v":0},{"$f":"L39*Q39","v":0},{"$f":"L39*R39","v":0},"шт",0.32,1.024E-3,"НОВИНКА!"]
[null,"WFL-30W/06W",4260529295066,"Светодиодный прожектор WFL-30W/06W белый  5500K 30 Вт SMD IP65 2550 Лм",2,432.94,481.04,{"$f":"G40*(1-$H$11/100)","v":481.04},null,">5000",null,0,{"$f":"L40*H40","v":0},{"$f":"L40*Q40","v":0},{"$f":"L40*R40","v":0},"шт",0.47799999999999998,1.462E-3,"НОВИНКА!"]
[null,"WFL-50W/06W",4260529295080,"Светодиодный прожектор WFL-50W/06W белый 5500K 50 Вт SMD IP 65 4250 Лм",2,654.44000000000005,727.16,{"$f":"G41*(1-$H$11/100)","v":727.16},null,">5000",null,0,{"$f":"L41*H41","v":0},{"$f":"L41*Q41","v":0},{"$f":"L41*R41","v":0},"шт",0.72199999999999998,2.1570000000000001E-3,"НОВИНКА!"]
["STL"]
["STL_01"]
["WOLTA"]
[null,"STL-50W01",4260375489947,"Уличный светодиодный светильник STL-50W01 50Вт IP65 6000 лм 5500К 213x460x62 мм",3,3315.21,3683.57,{"$f":"G45*(1-$H$11/100)","v":3683.57},null,">1000",null,0,{"$f":"L45*H45","v":0},{"$f":"L45*Q45","v":0},{"$f":"L45*R45","v":0},"шт",2.3610000000000002,6.8739999999999999E-3]
[null,"STL-100W01",4260375489954,"Уличный светодиодный светильник STL-100W01 100Вт IP65 12000 лм 5500К 538x68x264 мм",3,4567.3500000000004,5074.83,{"$f":"G46*(1-$H$11/100)","v":5074.83},null,">1000",null,0,{"$f":"L46*H46","v":0},{"$f":"L46*Q46","v":0},{"$f":"L46*R46","v":0},"шт",3.4209999999999998,1.1495E-2]
[null,"STL-150W01",4260375489961,"Уличный светодиодный светильник STL-150W01 150Вт IP65 18000 лм 5500K 635x316x80 мм",3,6397.95,7108.83,{"$f":"G47*(1-$H$11/100)","v":7108.83},null,">3000",null,0,{"$f":"L47*H47","v":0},{"$f":"L47*Q47","v":0},{"$f":"L47*R47","v":0},"шт",4.75,1.8866000000000001E-2]
["STL_02"]
["WOLTA"]
[null,"STL-70W02",4260529293284,"Уличный светодиодный светильник STL-70W02 70Вт 6000K IP65 7000 Лм",2,1528.55,1698.39,{"$f":"G50*(1-$H$11/100)","v":1698.39},null,4,null,0,{"$f":"L50*H50","v":0},{"$f":"L50*Q50","v":0},{"$f":"L50*R50","v":0},"шт",1.47,1.025E-2,"НОВИНКА!"]
[null,"STL-120W02",4260529293291,"Уличный светодиодный светильник STL-120W02 120Вт 6000K IP65 12000 Лм",2,2645.22,2939.13,{"$f":"G51*(1-$H$11/100)","v":2939.13},null,">1000",null,0,{"$f":"L51*H51","v":0},{"$f":"L51*Q51","v":0},{"$f":"L51*R51","v":0},"шт",2.33,1.5159000000000001E-2,"НОВИНКА!"]
["Кронштейны"]
["WOLTA"]
[null,"К1П-03-035-1-012х06-Б",4260529296827,"Кронштейн приставной для консольного светильника К1П-0,3-0,35-1-0,12х0,6 510х420х280 мм белый",1,542.07000000000005,602.29999999999995,{"$f":"G54*(1-$H$11/100)","v":602.29999999999995},null,">1000",null,0,{"$f":"L54*H54","v":0},{"$f":"L54*Q54","v":0},{"$f":"L54*R54","v":0},"шт",2.8330000000000002,1.1018999999999999E-2,"НОВИНКА!"]
[null,"К1П-035-05-2-012х06-Б",4260529296841,"Кронштейн приставной для консольного светильника К1П-0,35-0,5-2-0,12х0,6-Б 540х470х280 мм белый",1,809.06,898.95,{"$f":"G55*(1-$H$11/100)","v":898.95},null,">500",null,0,{"$f":"L55*H55","v":0},{"$f":"L55*Q55","v":0},{"$f":"L55*R55","v":0},"шт",3.85,2.9322999999999998E-2,"НОВИНКА!"]
[null,"К1Н-0-035-Б",4260529296803,"Кронштейн универсальный для консольного светильника К1Н-0-0,35-Б 350х150х55 мм белый",1,235.98,262.2,{"$f":"G56*(1-$H$11/100)","v":262.2},null,">3000",null,0,{"$f":"L56*H56","v":0},{"$f":"L56*Q56","v":0},{"$f":"L56*R56","v":0},"шт",1.133,1.387E-3,"НОВИНКА!"]
[null,null,null,null,null,null,null,null,null,null,"ИТОГО:",{"$f":"SUM(L12:L56)","v":0},{"$f":"SUM(M12:M56)","v":0},{"$f":"SUM(N12:N56)","v":0},{"$f":"SUM(O12:O56)","v":0}]

{"sheet":"Светильники","index":2,"n_rows":145,"n_cols":19,"rows_kept":145,"cut":false,"hidden":false,"merged":[[7,12,9,12],[5,11,5,15],[5,16,5,17],[6,11,6,14],[7,0,9,0],[7,1,9,1],[7,2,9,2],[7,3,9,3],[7,4,9,4],[7,5,9,5],[7,6,9,6],[7,7,9,7],[7,8,9,8],[7,9,9,9],[7,10,9,10],[7,11,9,11],[7,13,9,13],[7,14,9,14],[7,15,9,15],[7,16,9,16],[7,17,9,17]]}
[null,null,null,null,null,null,null,null,null,null,null,null,null,null,null,null,null,"ООО «Вольта Русланд»"]
[null,null,null,null,null,null,null,null,null,null,null,null,null,null,null,null,null,"ИНН/КПП/ОГРН 7716662181 / 771901001 / 1107746281323"]
[null,null,null,null,null,null,null,null,null,null,null,null,null,null,null,null,null,"119361, г. Москва, ул. Наташи Ковшовой, д. 4, стр. 1, офис 23"]
[null,null,null,null,null,null,null,null,null,null,null,null,null,null,null,null,null,"Тел.: +7(495) 651-87-22, факс: +7 (495) 721-24-20, info@wolta.ru"]
[]
[null,null,null,null,null,null,null,null,null,null,null,"Дата формирования прайс-листа:",null,null,null,null,"30.05.2019"]
["Номенклатура",null,null,null,null,null,null,null,null,null,null,"Заказ"]
["Фото","Ссылка на сайт","Штрихкод / Артикул","Наименование","Гарантия, г.","МРОЦ, руб","Базовая цена, руб.","Ваша цена со скидкой, руб.","Спец Цена, руб.","Остаток","Ближайшее поступление","Кол-во, шт","Сумма, руб.","Вес, кг","Объем, м3","Ед. изм.","Вес, кг","Объем, м3"]
[]
[]
[null,null,null,null,null,null,"Укажите свою скидку %",0]
["LED PANEL"]
["Slim_02 БЕЛАЯ РАМКА"]
[]
[null,"Драйвер LD-40",4260529296780,"Драйвер для тонк пан LD-40 ДЛЯ LED ТОНКИХ ПАНЕЛЕЙ LPD/LPC (только в комплекте с панелями серии LPC-LPD-02-10)",null,352.07,391.19,{"$f":"G15*(1-$H$11/100)","v":391.19},null,">5000",null,0,{"$f":"L15*H15","v":0},{"$f":"L15*Q15","v":0},{"$f":"L15*R15","v":0},"шт",0.5,1.885E-3,"НОВИНКА!"]
["WOLTA"]
[null,"LPC40W60-02-10",4260529295523,"Светодиодная панель белая LPC40W60-02-10 40 Вт 6500 K 3200 лм 595*595*9 мм (без драйвера)",2,653.84,726.49,{"$f":"G17*(1-$H$11/100)","v":726.49},null,">5000",null,0,{"$f":"L17*H17","v":0},{"$f":"L17*Q17","v":0},{"$f":"L17*R17","v":0},"шт",1.69,5.8999999999999999E-3,"НОВИНКА!"]
[null,"LPD40W60-02-10",4260529295509,"Светодиодная панель белая LPD40W60-02-10 40 Вт 4000 K 3200 лм 595*595*9 мм (без драйвера)",2,653.84,726.49,{"$f":"G18*(1-$H$11/100)","v":726.49},null,">5000",null,0,{"$f":"L18*H18","v":0},{"$f":"L18*Q18","v":0},{"$f":"L18*R18","v":0},"шт",1.69,5.8999999999999999E-3,"НОВИНКА!"]
["Slim"]
["WOLTA"]
[null,"LPD40W60",4260375487790,"Светодиодная панель LPD40W60 40 Вт 4000К 3200 Лм 595*595*9 мм",2,1005.91,1117.68,{"$f":"G21*(1-$H$11/100)","v":1117.68},null,">5000",null,0,{"$f":"L21*H21","v":0},{"$f":"L21*Q21","v":0},{"$f":"L21*R21","v":0},"шт",2.27,1.6781000000000001E-2]
[null,"LPC40W60",4260375487776,"Светодиодная панель LPC40W60 40 Вт 6500K 3200 Лм 595*595*9 мм",2,1005.91,1117.68,{"$f":"G22*(1-$H$11/100)","v":1117.68},null,">5000",null,0,{"$f":"L22*H22","v":0},{"$f":"L22*Q22","v":0},{"$f":"L22*R22","v":0},"шт",2.27,1.6781000000000001E-2]
["Universal 04"]
["WOLTA"]
[null,"ULPD36W60-04",4260529292539,"Панель светодиодная универсальная WOLTA ULPD36W60-04 (дневной свет) 4000K 36 Вт 3000 Лм 595*595*19 мм",2,540,600,{"$f":"G25*(1-$H$11/100)","v":600},null,">5000",null,0,{"$f":"L25*H25","v":0},{"$f":"L25*Q25","v":0},{"$f":"L25*R25","v":0},"шт",1.21,8.3309999999999999E-3]
[null,"ULPC36W60-04",4260529292553,"Панель светодиодная универсальная WOLTA ULPC36W60-04 (холодный свет) 6500K 36 Вт 3000 Лм 595*595*19 мм",2,540,600,{"$f":"G26*(1-$H$11/100)","v":600},null,">5000",null,0,{"$f":"L26*H26","v":0},{"$f":"L26*Q26","v":0},{"$f":"L26*R26","v":0},"шт",1.538,8.3309999999999999E-3]
["72W"]
["WOLTA"]
[null,"ULPD72W-04",4260529294489,"Панель светодиодная универсальная WOLTA ULPD72W-04 (дневной свет) 4500K 72 Вт 5760 Лм 595*595*19 мм",2,1125,1250,{"$f":"G29*(1-$H$11/100)","v":1250},null,">1000",null,0,{"$f":"L29*H29","v":0},{"$f":"L29*Q29","v":0},{"$f":"L29*R29","v":0},"шт",1.625,8.6490000000000004E-3,"НОВИНКА!"]
[null,"ULPC72W-04",4260529294502,"Панель светодиодная универсальная WOLTA ULPC72W-04 (холодный свет) 6500K 72 Вт 5760 Лм 595*595*19 мм",2,1125,1250,{"$f":"G30*(1-$H$11/100)","v":1250},null,">5000",null,0,{"$f":"L30*H30","v":0},{"$f":"L30*Q30","v":0},{"$f":"L30*R30","v":0},"шт",1.625,8.6490000000000004E-3,"НОВИНКА!"]
["WLR"]
["WOLTA"]
[null,"WLRD01",4260529292614,"Светодиодная панель WOLTA WLRD01 36 Вт 4000K 2800 Лм 1195*180*19 мм 1/4",2,723.09,803.43,{"$f":"G33*(1-$H$11/100)","v":803.43},null,">3000",null,0,{"$f":"L33*H33","v":0},{"$f":"L33*Q33","v":0},{"$f":"L33*R33","v":0},"шт",1.1000000000000001,5.4999999999999997E-3,"НОВИНКА!"]
[null,"WLRC01",4260529292638,"Светодиодная панель WOLTA WLRC01 36 Вт 6500K 2800 Лм 1195*180*19 мм 1/4",2,723.09,803.43,{"$f":"G34*(1-$H$11/100)","v":803.43},null,">1000",null,0,{"$f":"L34*H34","v":0},{"$f":"L34*Q34","v":0},{"$f":"L34*R34","v":0},"шт",1.1000000000000001,5.4999999999999997E-3,"НОВИНКА!"]
["Ультратонкие светильнки"]
["WOLTA"]
[null,"DLUS-12W-4K",4260529292805,"Светильник WOLTA LED DLUS ультратонкий встраиваемый 12W 4000K 900LM 170X13 MM",1,182.14,202.38,{"$f":"G37*(1-$H$11/100)","v":202.38},null,">5000",null,0,{"$f":"L37*H37","v":0},{"$f":"L37*Q37","v":0},{"$f":"L37*R37","v":0},"шт",0.30299999999999999,1.2179999999999999E-3]
[null,"DLUS-12W-6K",4260529292829,"Светильник LED DLUS ультратонкий встраиваемый 12W 6000K 900LM 170X13 MM",1,182.14,202.38,202.38,null,">3000",null,0,0,0,0,"шт",0.30299999999999999,1.2179999999999999E-3]
[null,"DLUS-18W-4K",4260529292843,"Светильник WOLTA LED DLUS ультратонкий встраиваемый 18W 4000K 1350LM 225X13 MM",1,260.87,289.85000000000002,289.85000000000002,null,">3000",null,0,0,0,0,"шт",0.495,1.833E-3]
[null,"DLUS-18W-6K",4260529292867,"Светильник LED DLUS ультратонкий встраиваемый 18W 6000K 1350LM 225X13MM",1,260.87,289.85000000000002,289.85000000000002,null,">3000",null,0,0,0,0,"шт",0.495,1.833E-3]
[null,"DLUS-24W-4K",4260529292881,"Светодиодный светильник WOLTA LED DLUS ультратонкий встраиваемый 24W 4000K 1800LM 300X13 MM",1,489.69,544.1,544.1,null,">5000",null,0,0,0,0,"шт",0.93500000000000005,3.5279999999999999E-3]
[null,"DLUS-24W-6K",4260529292904,"Светодиодный светильник WOLTA LED DLUS ультратонкий встраиваемый 24W 6000K 1800LM 300X13 MM",1,489.69,544.1,544.1,null,">5000",null,0,0,0,0,"шт",0.93500000000000005,3.5279999999999999E-3]
["ДПО"]
[]
["Lumin'arte"]
[null,"ДПО15-18-001-4К",4260529295752,"Светодиодный светильник LUMINARTE ДПО15-18-001-4К 18Вт 1400 лм IP40 600х118х40 мм",2,450,500,{"$f":"G46*(1-$H$11/100)","v":500},null,">100",null,0,{"$f":"L46*H46","v":0},{"$f":"L46*Q46","v":0},{"$f":"L46*R46","v":0},"шт",0.53,3.5360000000000001E-3,"НОВИНКА СКОРО НА СКЛАДЕ!"]
[null,"ДПО15-18-001-6.5К",4260529295776,"Светодиодный светильник LUMINARTE ДПО15-18-001-6.5К 18Вт 1400 лм IP40 600х118х40 мм",2,450,500,{"$f":"G47*(1-$H$11/100)","v":500},null,">250",null,0,{"$f":"L47*H47","v":0},{"$f":"L47*Q47","v":0},{"$f":"L47*R47","v":0},"шт",0.52500000000000002,3.4350000000000001E-3,"НОВИНКА СКОРО НА СКЛАДЕ!"]
[null,"ДПО15-36-001-4К",4260529295790,"Светодиодный светильник LUMINARTE ДПО15-36-001-4К 36 Вт 4000K IP40 2800 лм 1170х118х40 мм 1/10",2,641.57000000000005,712.85,{"$f":"G48*(1-$H$11/100)","v":712.85},null,">1000",null,0,{"$f":"L48*H48","v":0},{"$f":"L48*Q48","v":0},{"$f":"L48*R48","v":0},"шт",0.93799999999999994,5.4120000000000001E-3,"НОВИНКА СКОРО НА СКЛАДЕ!"]
[null,"ДПО15-36-001-6.5К",4260529295813,"Светодиодный светильник LUMINARTE ДПО15-36-001-6.5К 36 Вт 6500K IP40 2800 лм 1170х118х40 мм 1/10",2,641.57000000000005,712.85,{"$f":"G49*(1-$H$11/100)","v":712.85},null,">1000",null,0,{"$f":"L49*H49","v":0},{"$f":"L49*Q49","v":0},{"$f":"L49*R49","v":0},"шт",0.95799999999999996,5.4120000000000001E-3,"НОВИНКА СКОРО НА СКЛАДЕ!"]
["СПО светильники"]
["СПО светильники 02"]
["Lumin'arte"]
[null,"LLFS18W02",4260375484218,"Светодиодный светильник LLFS18W02 18 Вт 4000K IP40 1260 Лм 22x60x590",2,244.39,271.54000000000002,{"$f":"G53*(1-$H$11/100)","v":271.54000000000002},null,">5000",null,0,{"$f":"L53*H53","v":0},{"$f":"L53*Q53","v":0},{"$f":"L53*R53","v":0},"шт",0.17899999999999999,5.8500000000000002E-4]
[null,"LLFW18W02",4260375484171,"Светодиодный светильник LLFW18W02 18 Вт 6500K IP40 1260 Лм 22x60x590",2,244.39,271.54000000000002,{"$f":"G54*(1-$H$11/100)","v":271.54000000000002},null,">5000",null,0,{"$f":"L54*H54","v":0},{"$f":"L54*Q54","v":0},{"$f":"L54*R54","v":0},"шт",0.17899999999999999,5.8500000000000002E-4]
[null,"LLFS36W02",4260375484232,"Светодиодный светильник LLFS36W02 36 Вт 4000К IP40 2520 Лм 22x60x1190",2,390.83,434.26,{"$f":"G55*(1-$H$11/100)","v":434.26},null,">5000",null,0,{"$f":"L55*H55","v":0},{"$f":"L55*Q55","v":0},{"$f":"L55*R55","v":0},"шт",0.32200000000000001,1.872E-3]
[null,"LLFW36W02",4260375484195,"Светодиодный светильник LLFW36W02 36 Вт 6500К IP40 2520 Лм 22x60x1190",2,390.83,434.26,{"$f":"G56*(1-$H$11/100)","v":434.26},null,">5000",null,0,{"$f":"L56*H56","v":0},{"$f":"L56*Q56","v":0},{"$f":"L56*R56","v":0},"шт",0.32200000000000001,1.872E-3]
["WOLTA"]
[null,"WLFS18W02",4260375489787,"Светодиодный светильник WLFS18W02 18 Вт 4000K IP40 1260 Лм 22x60x590",2,244.39,271.54000000000002,{"$f":"G58*(1-$H$11/100)","v":271.54000000000002},null,">100",null,0,{"$f":"L58*H58","v":0},{"$f":"L58*Q58","v":0},{"$f":"L58*R58","v":0},"шт",0.23,1.281E-3]
["СПО светильники 03"]
[]
[null,"WLFS18W03",4260529294564,"Светодиодный светильник WLFS18W03 18 Вт 4000K IP40 1260 Лм 22x60x590",2,244.39,271.54000000000002,{"$f":"G61*(1-$H$11/100)","v":271.54000000000002},null,">100",null,0,{"$f":"L61*H61","v":0},{"$f":"L61*Q61","v":0},{"$f":"L61*R61","v":0},"шт",0.184,9.3599999999999998E-4,"НОВИНКА!"]
[null,"WLFW18W03",4260529294601,"Светодиодный светильник WLFW18W03 18 Вт 6500K IP40 1260 Лм 22x60x590",2,244.39,271.54000000000002,{"$f":"G62*(1-$H$11/100)","v":271.54000000000002},null,">3000",null,0,{"$f":"L62*H62","v":0},{"$f":"L62*Q62","v":0},{"$f":"L62*R62","v":0},"шт",0.18,9.3599999999999998E-4,"НОВИНКА!"]
[null,"WLFS36W03",4260529294588,"Светодиодный светильник WLFS36W03 36 Вт 4000К IP40 2520 Лм 22x60x1190",2,390.83,434.26,{"$f":"G63*(1-$H$11/100)","v":434.26},null,">5000",null,0,{"$f":"L63*H63","v":0},{"$f":"L63*Q63","v":0},{"$f":"L63*R63","v":0},"шт",0.34300000000000003,1.8699999999999999E-3,"НОВИНКА!"]
[null,"WLFW36W03",4260529294625,"Светодиодный светильник WLFW36W03 36 Вт 6500К IP40 2520 Лм 22x60x1190",2,390.83,434.26,{"$f":"G64*(1-$H$11/100)","v":434.26},null,4,">5000, поставка ожидается 2019-06-03",0,{"$f":"L64*H64","v":0},{"$f":"L64*Q64","v":0},{"$f":"L64*R64","v":0},"шт",0.34499999999999997,1.872E-3,"НОВИНКА!"]
["СВЕТИЛЬНИКИ IP20 под LED лампы"]
[]
["WOLTA"]
[null,"WT8260-02",4260529294663,"Светильник светодиодный WT8260-02 (лампа в комплект не входит) IP20 632x118x40",3,228.83,254.25,{"$f":"G68*(1-$H$11/100)","v":254.25},null,">100",null,0,{"$f":"L68*H68","v":0},{"$f":"L68*Q68","v":0},{"$f":"L68*R68","v":0},"шт",0.54500000000000004,3.4940000000000001E-3]
[null,"WT82120-02",4260529294649,"Светильник светодиодный WT82120-02 (лампа в комплект не входит) IP20 1240x118x40",3,304.79000000000002,338.66,{"$f":"G69*(1-$H$11/100)","v":338.66},null,">3000",null,0,{"$f":"L69*H69","v":0},{"$f":"L69*Q69","v":0},{"$f":"L69*R69","v":0},"шт",0.995,6.5789999999999998E-3]
[null,"WT82150-02",4260529294687,"Светильник светодиодный WT82150-02 (лампа в комплект не входит) IP20 1540х118х40",3,405,450,{"$f":"G70*(1-$H$11/100)","v":450},null,">100",null,0,{"$f":"L70*H70","v":0},{"$f":"L70*Q70","v":0},{"$f":"L70*R70","v":0},"шт",1.38,8.0739999999999996E-3,"НОВИНКА!"]
["Т4 светильники"]
[]
[]
[null,"WT4S6W",4260529294304,"Светильник светодиодный WT4S6W 6 Вт 4000К IP65 490 Лм 300x17x14 мм",2,135,150,{"$f":"G74*(1-$H$11/100)","v":150},null,">1000",null,0,{"$f":"L74*H74","v":0},{"$f":"L74*Q74","v":0},{"$f":"L74*R74","v":0},"шт",3.4000000000000002E-2,1.6200000000000001E-4,"НОВИНКА!"]
[null,"WT4W6W",4260529294281,"Светильник светодиодный WT4W6W 6 Вт 6500К IP65 490 Лм 300x14x17 мм",2,135,150,150,null,">1000",null,0,0,0,0,"шт",3.4000000000000002E-2,1.7699999999999999E-4,"НОВИНКА!"]
[null,"WT4S9W",4260529294342,"Светильник светодиодный WT4S9W 9 Вт 4000К IP65 730 Лм 600x14x17 мм",2,153,170,170,null,">5000",null,0,0,0,0,"шт",6.9000000000000006E-2,3.28E-4,"НОВИНКА!"]
[null,"WT4W9W",4260529294328,"Светильник светодиодный WT4W9W 9 Вт 6500К IP65 730 Лм 600x14x17 мм",2,153,170,170,null,">5000",null,0,0,0,0,"шт",0.05,3.28E-4,"НОВИНКА!"]
[null,"WT4S12W",4260529294380,"Светильник светодиодный WT4S12W 12 Вт 4000К IP65 975 Лм 900x17x14 мм",2,198,220,220,null,">5000",null,0,0,0,0,"шт",6.9000000000000006E-2,4.84E-4,"НОВИНКА!"]
[null,"WT4W12W",4260529294366,"Светильник светодиодный WT4W12W 12 Вт 6500К IP65 975 Лм 900x14x17 мм",2,198,220,220,null,">5000",null,0,0,0,0,"шт",6.9000000000000006E-2,4.84E-4,"НОВИНКА!"]
["Т5 светильники"]
[]
["Lumin'arte"]
[null,"LT5W6S30",4260375486991,"Светильник светодиодный LT5W6S30 6 Вт 4000К IP20 420 Лм 35x23x288 мм",2,209.6,232.89,{"$f":"G83*(1-$H$11/100)","v":232.89},null,0,null,0,{"$f":"L83*H83","v":0},{"$f":"L83*Q83","v":0},{"$f":"L83*R83","v":0},"шт",0.17499999999999999,6.0599999999999998E-4]
[null,"LT5W16S90",4260375487035,"Светильник светодиодный LT5W16S90 16 Вт 4000К IP20 1120 Лм 23x35x873 мм",2,302.05,335.61,{"$f":"G84*(1-$H$11/100)","v":335.61},null,2,null,0,{"$f":"L84*H84","v":0},{"$f":"L84*Q84","v":0},{"$f":"L84*R84","v":0},"шт",0.28999999999999998,1.3110000000000001E-3]
[null,"LT5W14S120",4630015265055,"Светильник светодиодный LT5W14S120 16 Вт 4000К IP20 980 Лм 22x22x1178 мм",2,307.54000000000002,341.71,{"$f":"G85*(1-$H$11/100)","v":341.71},null,4,null,0,{"$f":"L85*H85","v":0},{"$f":"L85*Q85","v":0},{"$f":"L85*R85","v":0},"шт",0.38800000000000001,1.6999999999999999E-3]
[null,"LT5W20S120",4260375487059,"Светильник светодиодный LT5W20S120 20 Вт 4000К IP20 1400 Лм 35x23x1178 мм",2,356.97,396.63,{"$f":"G86*(1-$H$11/100)","v":396.63},null,">3000",null,0,{"$f":"L86*H86","v":0},{"$f":"L86*Q86","v":0},{"$f":"L86*R86","v":0},"шт",0.34300000000000003,1.6999999999999999E-3]
["WOLTA"]
[null,"WT5W6W30",4260529290474,"Светильник светодиодный WT5W6W30 6 Вт 6500К IP20 420 Лм 32x23x305 мм",2,209.6,232.89,{"$f":"G88*(1-$H$11/100)","v":232.89},null,">500",null,0,{"$f":"L88*H88","v":0},{"$f":"L88*Q88","v":0},{"$f":"L88*R88","v":0},"шт",0.16400000000000001,6.4599999999999998E-4]
[null,"WT5W10W60",4260529290498,"Светильник светодиодный WT5W10W60 10 Вт 6500К IP20 700 Лм 32x23x570 мм",2,251.71,279.68,279.68,null,">100",null,0,0,0,0,"шт",0.2,8.9999999999999998E-4]
[null,"WT5W16W90",4260529290511,"Светильник светодиодный WT5W16W90 16 Вт 6500К IP20 1120 Лм 23x32x870 мм",2,302.05,335.61,335.61,null,">3000",null,0,0,0,0,"шт",0.23899999999999999,1.2999999999999999E-3]
[null,"WT5W20W120",4260529290535,"Светильник светодиодный WT5W20W120 20 Вт 6500К IP20 1400 Лм 32x23x1178 мм",2,356.97,396.63,396.63,null,">1000",null,0,0,0,0,"шт",0.32,1.8159999999999999E-3]
[null,"WT5S6W30",4260529295639,"Светильник светодиодный WT5S6W30 6 Вт 4000К IP20 420 Лм 32x23x305 мм",2,209.6,232.89,232.89,null,">3000",null,0,0,0,0,"шт",0.152,5.9999999999999995E-4,"НОВИНКА!"]
[null,"WT5S10W60",4260529292447,"Светильник светодиодный WT5S10W60 10 Вт 4000К IP20 700 Лм 32x23x570 мм",2,251.71,279.68,279.68,null,">5000",null,0,0,0,0,"шт",0.19700000000000001,8.9999999999999998E-4,"НОВИНКА!"]
[null,"WT5S16W90",4260529295592,"Светильник светодиодный WT5S16W90 16 Вт 4000К IP20 1120 Лм 23x32x870 мм",2,302.05,335.61,335.61,null,">3000",null,0,0,0,0,"шт",0.23899999999999999,1.2999999999999999E-3,"НОВИНКА!"]
[null,"WT5S20W120",4260529295615,"Светильник светодиодный WT5S20W120 20 Вт 4000К IP20 1400 Лм 32x23x1178 мм",2,356.97,396.63,396.63,null,">1000",null,0,0,0,0,"шт",0.28799999999999998,1.6670000000000001E-3,"НОВИНКА!"]
["IP65"]
["WP"]
["Lumin'arte"]
[null,"WPL20С60",4260375487356,"Светильник светодиодный влаг/защ эконом WPL20С60 20 Вт 6500 К IP65 1700 Лм 600x66x76",2,592.20000000000005,658,{"$f":"G99*(1-$H$11/100)","v":658},null,">1000",null,0,{"$f":"L99*H99","v":0},{"$f":"L99*Q99","v":0},{"$f":"L99*R99","v":0},"шт",0.81299999999999994,4.9249999999999997E-3]
[null,"WPL40С120",4260375487370,"Светильник светодиодный влаг/защ эконом WPL40С120 40 Вт 6500 К IP65 3400 Лм 1200x66x76",2,979.37,1088.19,{"$f":"G100*(1-$H$11/100)","v":1088.19},null,0,null,0,{"$f":"L100*H100","v":0},{"$f":"L100*Q100","v":0},{"$f":"L100*R100","v":0},"шт",1.25,9.0039999999999999E-3]
["LWP"]
["WOLTA"]
[null,"LWP18C-01",4260529294526,"Светильник светодиодный LWP18C-01 18 Вт 6500К IP65 1440 Лм 600x66x76",2,649.86,722.07,{"$f":"G103*(1-$H$11/100)","v":722.07},null,">5000",null,0,{"$f":"L103*H103","v":0},{"$f":"L103*Q103","v":0},{"$f":"L103*R103","v":0},"шт",0.71699999999999997,4.7569999999999999E-3,"НОВИНКА!"]
[null,"LWP36C-01",4260529294540,"Светильник светодиодный LWP36C-01 36 Вт 6500К IP65 2880 Лм 1200x66x76",2,979.37,1088.19,{"$f":"G104*(1-$H$11/100)","v":1088.19},null,">5000",null,0,{"$f":"L104*H104","v":0},{"$f":"L104*Q104","v":0},{"$f":"L104*R104","v":0},"шт",1.079,9.0039999999999999E-3,"НОВИНКА!"]
[null,"LWP36D-02",4260529293345,"Светильник светодиодный прозрачный рассеиватель LWP36D-02 36 Вт 4000К IP65 2880 Лм 1200x66x76",2,979.37,1088.19,{"$f":"G105*(1-$H$11/100)","v":1088.19},null,">1000",null,0,{"$f":"L105*H105","v":0},{"$f":"L105*Q105","v":0},{"$f":"L105*R105","v":0},"шт",1.083,9.0039999999999999E-3,"НОВИНКА!"]
[null,"LWP36C-02",4260529293307,"Светильник светодиодный прозрачный рассеиватель LWP36C-02 36 Вт 6500К IP65 2880 Лм 1200x66x76",2,979.37,1088.19,{"$f":"G106*(1-$H$11/100)","v":1088.19},null,">3000",null,0,{"$f":"L106*H106","v":0},{"$f":"L106*Q106","v":0},{"$f":"L106*R106","v":0},"шт",1.079,9.0039999999999999E-3,"НОВИНКА!"]
["LWP_SW"]
["WOLTA"]
[null,"LWPS18W01",4260375487073,"Светодиодный светильник LWPS18W01 18 Вт IP65 4000K 1260 Лм 45x50x570",2,379.85,422.06,{"$f":"G109*(1-$H$11/100)","v":422.06},null,">3000",null,0,{"$f":"L109*H109","v":0},{"$f":"L109*Q109","v":0},{"$f":"L109*R109","v":0},"шт",0.27900000000000003,1.6149999999999999E-3]
[null,"LWPW18W01",4260375487110,"Светодиодный светильник LWPW18W01 18 Вт IP65 6500K 1260 Лм 570x50x45",2,379.85,422.06,{"$f":"G110*(1-$H$11/100)","v":422.06},null,">5000",null,0,{"$f":"L110*H110","v":0},{"$f":"L110*Q110","v":0},{"$f":"L110*R110","v":0},"шт",0.28000000000000003,1.6149999999999999E-3]
[null,"LWPS36W01",4260375487097,"Светодиодный светильник LWPS36W01 36 Вт IP65 4000K 2520 Лм 45x50x1170",2,613.25,681.39,{"$f":"G111*(1-$H$11/100)","v":681.39},null,">5000",null,0,{"$f":"L111*H111","v":0},{"$f":"L111*Q111","v":0},{"$f":"L111*R111","v":0},"шт",0.57999999999999996,3.8560000000000001E-3]
[null,"LWPW36W01",4260375487134,"Светодиодный светильник LWPW36W01 36 Вт IP65 6500K  2520 Лм 1170x50x45",2,613.25,681.39,{"$f":"G112*(1-$H$11/100)","v":681.39},null,">5000",null,0,{"$f":"L112*H112","v":0},{"$f":"L112*Q112","v":0},{"$f":"L112*R112","v":0},"шт",0.48299999999999998,3.2699999999999999E-3]
["СВЕТИЛЬНИКИ_IP65 под LED лампы"]
["WOLTA"]
[null,"WT8-01",4260529293369,"Светильник светодиодный WT8-01 (лампы в комплект не входит) 1266 мм IP65  1266x96x58",2,549.17999999999995,610.20000000000005,{"$f":"G115*(1-$H$11/100)","v":610.20000000000005},null,">5000",null,0,{"$f":"L115*H115","v":0},{"$f":"L115*Q115","v":0},{"$f":"L115*R115","v":0},"шт",0.98499999999999999,8.6669999999999994E-3,"НОВИНКА!"]
["LCL"]
["WOLTA"]
[null,"LCL12-OC",4260375484553,"Светодиодный потолочный светильник LCL12-OC 12 Вт овал 6500K IP54 900 Лм 239х162х97 мм",2,392.66,436.29,{"$f":"G118*(1-$H$11/100)","v":436.29},null,5,null,0,{"$f":"L118*H118","v":0},{"$f":"L118*Q118","v":0},{"$f":"L118*R118","v":0},"шт",0.54,4.4900000000000001E-3]
[null,"LCL12-OCs",4260375484539,"Светодиодный потолочный светильник LCL12-OCs с датчиком движения 12 Вт овал 6500 K IP54 900 лм 239x162x97 мм",2,823.77,915.3,{"$f":"G119*(1-$H$11/100)","v":915.3},null,">500",null,0,{"$f":"L119*H119","v":0},{"$f":"L119*Q119","v":0},{"$f":"L119*R119","v":0},"шт",0.56999999999999995,4.4900000000000001E-3]
["ДПП01-7"]
["WOLTA"]
[null,"ДПП01-7-001-4К",4260529296766,"Светодиодный светильник ДПП01-7-001-4К 7 Вт круг 4000K IP65 520 Лм 154x48 мм",2,213.26,236.96,{"$f":"G122*(1-$H$11/100)","v":236.96},null,">3000",null,0,{"$f":"L122*H122","v":0},{"$f":"L122*Q122","v":0},{"$f":"L122*R122","v":0},"шт",0.14799999999999999,1.2600000000000001E-3,"НОВИНКА!"]
[null,"ДПП01-7-021-4К-ОА",4260529296728,"Светодиодный светильник с оптико-акуст датчиком ДПП01-7-021-4К-ОА 7 Вт круг 4000K IP65 520 Лм 154x48 мм",2,352.4,391.55,{"$f":"G123*(1-$H$11/100)","v":391.55},null,">1000",null,0,{"$f":"L123*H123","v":0},{"$f":"L123*Q123","v":0},{"$f":"L123*R123","v":0},"шт",0.14799999999999999,1.2600000000000001E-3,"НОВИНКА!"]
["ДПП01-12"]
["WOLTA"]
[null,"ДПП01-12-001-6К",4260529296636,"Светодиодный светильник ДПП01-12-001-6К 12Вт круг 6500K IP65 900 Лм 190x48 мм",2,256.5,285,{"$f":"G126*(1-$H$11/100)","v":285},null,">3000",null,0,{"$f":"L126*H126","v":0},{"$f":"L126*Q126","v":0},{"$f":"L126*R126","v":0},"шт",0.17499999999999999,1.9239999999999999E-3,"НОВИНКА!"]
["LCL7-02"]
["WOLTA"]
[null,"LCL7-RC-02",4260529294809,"Светодиодный светильник LCL7-RC-02 7 Вт круг 4000K IP65 520 Лм 154x48 мм",2,213.26,236.96,{"$f":"G129*(1-$H$11/100)","v":236.96},null,">100",null,0,{"$f":"L129*H129","v":0},{"$f":"L129*Q129","v":0},{"$f":"L129*R129","v":0},"шт",0.14799999999999999,1.2600000000000001E-3]
[null,"LCL7-RC-02C",4260529294847,"Светодиодный светильник LCL7-RC-02C 7 Вт круг 6500K IP65 520 Лм 154x48 мм",2,213.26,236.96,{"$f":"G130*(1-$H$11/100)","v":236.96},null,">1000",null,0,{"$f":"L130*H130","v":0},{"$f":"L130*Q130","v":0},{"$f":"L130*R130","v":0},"шт",0.14799999999999999,1.2600000000000001E-3,"НОВИНКА!"]
[null,"LCL7-RCoa-02",4260529294823,"Светодиодный светильник с оптико-акуст датчиком LCL7-RCoa-02 7 Вт круг 4000K IP65 520 Лм 154x48 мм",2,352.4,391.55,{"$f":"G131*(1-$H$11/100)","v":391.55},null,">1000",null,0,{"$f":"L131*H131","v":0},{"$f":"L131*Q131","v":0},{"$f":"L131*R131","v":0},"шт",0.14799999999999999,1.2600000000000001E-3]
["LCL12-02"]
["WOLTA"]
[null,"LCL12-RC-02",4260529294700,"Светодиодный светильник LCL12-RC-02 12Вт круг 4000K IP65 900 Лм 190x48 мм",2,256.5,285,{"$f":"G134*(1-$H$11/100)","v":285},null,">5000",null,0,{"$f":"L134*H134","v":0},{"$f":"L134*Q134","v":0},{"$f":"L134*R134","v":0},"шт",0.20799999999999999,1.9239999999999999E-3]
[null,"LCL12-RC-02C",4260529294861,"Светодиодный светильник LCL12-RC-02C 12Вт круг 6500K IP65 900 Лм 190x48 мм",2,256.5,285,{"$f":"G135*(1-$H$11/100)","v":285},null,">1000",null,0,{"$f":"L135*H135","v":0},{"$f":"L135*Q135","v":0},{"$f":"L135*R135","v":0},"шт",0.14000000000000001,1.0200000000000001E-3]
[null,"LCL12-RCoa-02",4260529294786,"Светодиодный светильник с оптико-акуст датчиком LCL12-RCoa-02 12 Вт круг 4000K IP65 900 Лм 190x48 мм",2,434.77,483.08,{"$f":"G136*(1-$H$11/100)","v":483.08},null,">1000",null,0,{"$f":"L136*H136","v":0},{"$f":"L136*Q136","v":0},{"$f":"L136*R136","v":0},"шт",0.219,1.9250000000000001E-3]
[null,"LCL12-RCs-02",4260529294748,"Светильник светодиодный c микров датчиком движения LCL12-RCs-02 12 Вт круг 4000K IP65 960 Лм 135x52 мм",2,639,710,{"$f":"G137*(1-$H$11/100)","v":710},null,">1000",null,0,{"$f":"L137*H137","v":0},{"$f":"L137*Q137","v":0},{"$f":"L137*R137","v":0},"шт",0.158,1.0169999999999999E-3,"НОВИНКА!"]
[null,"LCL12-RCs-02C",4260529294946,"Светильник светодиодный c микров датчиком движения LCL12-RCs-02C 12 Вт круг 6500K IP65 960 Лм 135x52 мм",2,639,710,{"$f":"G138*(1-$H$11/100)","v":710},null,">3000",null,0,{"$f":"L138*H138","v":0},{"$f":"L138*Q138","v":0},{"$f":"L138*R138","v":0},"шт",0.158,1.0169999999999999E-3,"НОВИНКА!"]
["LCL18-02"]
["WOLTA"]
[null,"LCL18-RC-02",4260529294724,"Светодиодный светильник LCL18-RC-02 18 Вт круг 4000K IP65 1440 Лм 170x52 мм",2,387,430,{"$f":"G141*(1-$H$11/100)","v":430},null,">1000",null,0,{"$f":"L141*H141","v":0},{"$f":"L141*Q141","v":0},{"$f":"L141*R141","v":0},"шт",0.19500000000000001,1.5839999999999999E-3,"НОВИНКА!"]
[null,"LCL18-RC-02C",4260529294922,"Светодиодный светильник LCL18-RC-02C 18 Вт круг 6500K IP65 1440 Лм 170x52 мм",2,387,430,{"$f":"G142*(1-$H$11/100)","v":430},null,">500",null,0,{"$f":"L142*H142","v":0},{"$f":"L142*Q142","v":0},{"$f":"L142*R142","v":0},"шт",0.19500000000000001,1.5839999999999999E-3,"НОВИНКА!"]
[null,"LCL18-RCs-02",4260529294762,"Светодиодный светильник с микров датчиком движения LCL18-RCs-02 18Вт круг 4000K IP65 1440 Лм 170x52 мм",2,720,800,{"$f":"G143*(1-$H$11/100)","v":800},null,">1000",null,0,{"$f":"L143*H143","v":0},{"$f":"L143*Q143","v":0},{"$f":"L143*R143","v":0},"шт",0.21299999999999999,1.5839999999999999E-3,"НОВИНКА!"]
[null,"LCL18-RCs-02C",4260529294960,"Светодиодный светильник с микров датчиком движения LCL18-RCs-02 18Вт круг 6500K IP65 1440 Лм 170x52 мм",2,720,800,{"$f":"G144*(1-$H$11/100)","v":800},null,">1000",null,0,{"$f":"L144*H144","v":0},{"$f":"L144*Q144","v":0},{"$f":"L144*R144","v":0},"шт",0.21299999999999999,1.5839999999999999E-3,"НОВИНКА!"]
[null,null,null,null,null,null,null,null,null,null,"ИТОГО:",{"$f":"SUM(L12:L144)","v":0},{"$f":"SUM(M12:M144)","v":0},{"$f":"SUM(N12:N144)","v":0},{"$f":"SUM(O12:O144)","v":0}]

{"sheet":"Декор светильники","index":3,"n_rows":124,"n_cols":20,"rows_kept":124,"cut":false,"hidden":false,"merged":[[5,12,5,16],[5,17,5,18],[6,12,6,15],[7,0,9,0],[7,1,9,1],[7,2,9,2],[7,3,9,3],[7,4,9,4],[7,5,9,5],[7,6,9,6],[7,18,9,18],[7,7,9,7],[7,8,9,8],[7,9,9,9],[7,10,9,10],[7,11,9,11],[7,17,9,17],[7,12,9,12],[7,13,9,13],[7,14,9,14],[7,15,9,15],[7,16,9,16]]}
[null,null,null,null,null,null,null,null,null,null,null,null,null,null,null,null,null,null,"ООО «Вольта Русланд»"]
[null,null,null,null,null,null,null,null,null,null,null,null,null,null,null,null,null,null,"ИНН/КПП/ОГРН 7716662181 / 771901001 / 1107746281323"]
[null,null,null,null,null,null,null,null,null,null,null,null,null,null,null,null,null,null,"119361, г. Москва, ул. Наташи Ковшовой, д. 4, стр. 1, офис 23"]
[null,null,null,null,null,null,null,null,null,null,null,null,null,null,null,null,null,null,"Тел.: +7(495) 651-87-22, факс: +7 (495) 721-24-20, info@wolta.ru"]
[]
[null,null,null,null,null,null,null,null,null,null,null,null,"Дата формирования прайс-листа:",null,null,null,null,"30.05.2019"]
["Номенклатура",null,null,null,null,null,null,null,null,null,null,null,"Заказ"]
["Фото","Ссылка на сайт","Штрихкод / Артикул","Наименование","Гарантия, г.","МРОЦ, руб","РРЦ, руб Интернет цена","Базовая цена, руб.","Ваша цена со скидкой, руб.","Спец Цена, руб.","Остаток","Ближайшее поступление","Кол-во, шт","Сумма, руб.","Вес, кг","Объем, м3","Ед. изм.","Вес, кг","Объем, м3"]
[]
[]
[null,null,null,null,null,null,null,"Укажите свою скидку %",0]
[]
["ALMAZ&CAVE 18W"]
["Lumin'arte"]
[null,"CLL0418W-ALMAZ",4260375488469,"Светильник LED ALMAZ 18W (100-700-1300LM) 4000K плафон с хром кантом и хрусталем регулировка выключателем 73x320MM IP20",2,1583.47,2287.23,1759.41,{"$f":"H15*(1-$I$11/100)","v":1759.41},null,">1000",null,0,{"$f":"M15*I15","v":0},{"$f":"M15*R15","v":0},{"$f":"M15*S15","v":0},"шт",1.1000000000000001,1.3192000000000001E-2]
[null,"CLL0618W-CAVE",4260375488506,"Светильник LED Cave 18W 1080 LM 4000K плафон c белым кантом 75x345MM IP20",2,792.05,1144.08,880.06,{"$f":"H16*(1-$I$11/100)","v":880.06},null,">1000",null,0,{"$f":"M16*I16","v":0},{"$f":"M16*R16","v":0},{"$f":"M16*S16","v":0},"шт",0.85,1.1802E-2]
["ANDROMEDA"]
["Lumin'arte"]
[null,"CLL2580WRGB-ANDROMEDA",4260529292928,"Светильник LED ANDROMEDA RGB-X управляемый 80W димм. 3000-6500K max 7500LM пульт ДУ  145x760 MM IP20",2,8010.9,11571.3,8901,{"$f":"H19*(1-$I$11/100)","v":8901},null,">500",null,0,{"$f":"M19*I19","v":0},{"$f":"M19*R19","v":0},{"$f":"M19*S19","v":0},"шт",5.25,0.107588]
["APPOLO&LUNO"]
["Lumin'arte"]
[null,"CLL1860W-APPOLO",4260529292157,"Светильник LED APPOLO управляемый 60W димм. 3000-6500K max 5400LM пульт ДУ эффект \"звездного неба\",ободок \"алмазные грани\"  90x500MM IP20",2,4369.6400000000003,6311.71,4855.16,{"$f":"H22*(1-$I$11/100)","v":4855.16},null,">1000",null,0,{"$f":"M22*I22","v":0},{"$f":"M22*R22","v":0},{"$f":"M22*S22","v":0},"шт",2.34,2.9405000000000001E-2]
[null,"CLL1860WRGB-APPOLO",4260529292171,"Светильник LED APPOLO RGB управляемый 60W+ 8WRGB димм. 3000-6500K max 5100LM пульт ДУ эффект \"звездного неба\" RGB по канту 90x500MM IP20",2,5268.94,7610.69,5854.38,{"$f":"H23*(1-$I$11/100)","v":5854.38},null,">1000",null,0,{"$f":"M23*I23","v":0},{"$f":"M23*R23","v":0},{"$f":"M23*S23","v":0},"шт",2.52,2.9405000000000001E-2]
[null,"CLL1960WRGB-LUNO",4260529292195,"Светильник LED LUNO RGB управляемый 60W + 8W RGB димм. 3000-6500K max 4900LM пульт ДУ эффект \"звездного неба\" RGB по канту эффект \"колотого льда\" 74x500MM IP20",2,5512.28,7962.19,6124.76,{"$f":"H24*(1-$I$11/100)","v":6124.76},null,">250",null,0,{"$f":"M24*I24","v":0},{"$f":"M24*R24","v":0},{"$f":"M24*S24","v":0},"шт",2.44,2.5541999999999999E-2]
["FENIX"]
["Lumin'arte"]
[null,"CLL0924W-FENIX",4260529290795,"Светильник LED FENIX 24W 1680LM 4000K плафон c эффектом \"алмазных граней\" 105x400MM IP20",2,1311.86,1894.91,1457.62,{"$f":"H27*(1-$I$11/100)","v":1457.62},null,">1000",null,0,{"$f":"M27*I27","v":0},{"$f":"M27*R27","v":0},{"$f":"M27*S27","v":0},"шт",1.508,2.3154000000000001E-2]
[null,"CLL0948W-FENIX",4260529290818,"Светильник LED FENIX 48W 3300LM 4000K плафон c эффектом \"алмазных граней\"  105x510MM IP20",2,2248.89,3248.4,2498.77,{"$f":"H28*(1-$I$11/100)","v":2498.77},null,0,null,0,{"$f":"M28*I28","v":0},{"$f":"M28*R28","v":0},{"$f":"M28*S28","v":0},"шт",1.1000000000000001,1.8100000000000002E-2]
[null,"CLL0960W-FENIX",4260529290634,"Светильник LED FENIX управляемый 60W димм. 3000-6500K max 6000LM пульт ДУ плафон c эффектом \"алмазных граней\"  105x510MM IP20",2,4409.37,6369.09,4899.3,{"$f":"H29*(1-$I$11/100)","v":4899.3},null,">1000",null,0,{"$f":"M29*I29","v":0},{"$f":"M29*R29","v":0},{"$f":"M29*S29","v":0},"шт",3.09,4.8607999999999998E-2]
["ICELED"]
["Lumin'arte"]
[null,"CLL1024W-ICELED",4260529290832,"Светильник LED ICELED 24W 1680LM 6000K плафон c эффектом \"колотого льда\" 105x400 MM IP20",2,1499.27,2165.61,1665.85,{"$f":"H32*(1-$I$11/100)","v":1665.85},null,">500",null,0,{"$f":"M32*I32","v":0},{"$f":"M32*R32","v":0},{"$f":"M32*S32","v":0},"шт",1.4450000000000001,1.7718999999999999E-2]
[null,"CLL1048W-ICELED",4260529290856,"Светильник LED ICELED 48W 3300LM 6000K плафон c эффектом \"колотого льда\" 105x510MM IP20",2,2436.3000000000002,3519.1,2707,{"$f":"H33*(1-$I$11/100)","v":2707},null,">1000",null,0,{"$f":"M33*I33","v":0},{"$f":"M33*R33","v":0},{"$f":"M33*S33","v":0},"шт",2.46,3.6322E-2]
[null,"CLL1060W-ICELED",4260529290658,"Светильник LED ICELED управляемый 60W димм. 3000-6500K max 6100LM пульт ДУ плафон c эффектом \"колотого льда\" 105x510MM IP20",2,5043.32,7284.8,5603.69,{"$f":"H34*(1-$I$11/100)","v":5603.69},null,">1000",null,0,{"$f":"M34*I34","v":0},{"$f":"M34*R34","v":0},{"$f":"M34*S34","v":0},"шт",3.1720000000000002,4.0453999999999997E-2]
["METEOR"]
["Lumin'arte"]
[null,"CLL1560W-METEOR",4260529291099,"Светильник LED METEOR управляемый 60W  димм.  3000-6500K max 5600LM пульт ДУ эффект \"звездного неба\" плафон форма камня 110x560x600MM IP20",2,3643.19,5262.39,4047.99,{"$f":"H37*(1-$I$11/100)","v":4047.99},null,">500",null,0,{"$f":"M37*I37","v":0},{"$f":"M37*R37","v":0},{"$f":"M37*S37","v":0},"шт",2.6749999999999998,4.8619999999999997E-2]
[null,"CLL2260WRGB-METEOR",4260529292270,"Светильник LED METEOR управляемый 60W RGB  димм.  3000-6500K max 5600LM пульт ДУ эффект \"звездного неба\" плафон форма камня 105x510x535 IP20",2,4407.7,6366.67,4897.4399999999996,{"$f":"H38*(1-$I$11/100)","v":4897.4399999999996},null,">500",null,0,{"$f":"M38*I38","v":0},{"$f":"M38*R38","v":0},{"$f":"M38*S38","v":0},"шт",2.4,3.9107000000000003E-2]
[null,"CLL22100WRGB-METEOR",4260529292317,"Светильник LED METEOR управляемый 100W RGB  димм.  3000-6500K max 9300LM пульт ДУ эффект \"звездного неба\" плафон форма камня 120x850x800 IP20",2,9369.36,13533.52,10410.4,{"$f":"H39*(1-$I$11/100)","v":10410.4},null,">250",null,0,{"$f":"M39*I39","v":0},{"$f":"M39*R39","v":0},{"$f":"M39*S39","v":0},"шт",5.7,0.110739]
[null,"CLL22100WRGB-METEOR-X",null,"Светильник LED METEOR-X управляемый 100W RGB-X  димм.  3000-6500K max 9300LM пульт ДУ эффект \"звездного неба\" плафон форма камня 120x850x800 IP20",2,10873.76,15706.55,12081.96,{"$f":"H40*(1-$I$11/100)","v":12081.96},null,">100",null,0,{"$f":"M40*I40","v":0},{"$f":"M40*R40","v":0},{"$f":"M40*S40","v":0},"шт",5.72,0.108416]
["POLARIS"]
["Lumin'arte"]
[null,"CLL2148W-POLARIS",4260529295714,"Светильник LED POLARIS управляемый 48W димм. 3000-6500K max 3840 LM пульт ДУ эффект \"звездного неба\" 80x380MM IP20",2,1909.09,2757.57,2121.21,{"$f":"H43*(1-$I$11/100)","v":2121.21},null,">5000",null,0,{"$f":"M43*I43","v":0},{"$f":"M43*R43","v":0},{"$f":"M43*S43","v":0},"шт",1.4,1.9793000000000002E-2,"НОВИНКА!"]
[null,"CLL2172W-POLARIS",4260529295738,"Светильник LED POLARIS управляемый 72W димм. 3000-6500K max 5760 LM пульт ДУ эффект \"звездного неба\"  85x480MM IP20",2,2864.3,4137.32,3182.55,{"$f":"H44*(1-$I$11/100)","v":3182.55},null,">3000",null,0,{"$f":"M44*I44","v":0},{"$f":"M44*R44","v":0},{"$f":"M44*S44","v":0},"шт",2.1669999999999998,3.1033999999999999E-2,"НОВИНКА!"]
[null,"CLL0325W-POLARIS",4260375488445,"Светильник LED POLARIS управляемый 25W димм. 3000-6500K max 3000 LM пульт ДУ эффект \"звездного неба\"  97x350MM IP20",2,2000.71,2889.91,2223.0100000000002,{"$f":"H45*(1-$I$11/100)","v":2223.0100000000002},null,">1000",null,0,{"$f":"M45*I45","v":0},{"$f":"M45*R45","v":0},{"$f":"M45*S45","v":0},"шт",1.18,1.8697999999999999E-2]
[null,"CLL21100WRGB-POLARIS",4260529292331,"Светильник LED POLARIS RGB управляемый 100W димм. 3000-6500K max 9300 LM пульт ДУ эффект \"звездного неба\"  127x760MM IP20",2,9585.2800000000007,13845.4,10650.31,{"$f":"H46*(1-$I$11/100)","v":10650.31},null,">250",null,0,{"$f":"M46*I46","v":0},{"$f":"M46*R46","v":0},{"$f":"M46*S46","v":0},"шт",5.8,9.5255999999999993E-2]
["SAPHIR"]
["Lumin'arte"]
[null,"CLL0518W-SAPHIR",4260375488483,"Светильник LED SAPHIR 18W 1080 LM 4000K плафон с ободком \"алмазных граней\"  75x345MM IP20",2,869.54,1256,966.15,{"$f":"H49*(1-$I$11/100)","v":966.15},null,">1000",null,0,{"$f":"M49*I49","v":0},{"$f":"M49*R49","v":0},{"$f":"M49*S49","v":0},"шт",1.07,1.5126000000000001E-2]
[null,"CLL0548W-SAPHIR",4260529290733,"Светильник LED SAPHIR 48W 3300LM 4000K плафон с кантом \"алмазных граней\" 85x490MM IP20",2,2123.44,3067.19,2359.38,{"$f":"H50*(1-$I$11/100)","v":2359.38},null,">500",null,0,{"$f":"M50*I50","v":0},{"$f":"M50*R50","v":0},{"$f":"M50*S50","v":0},"шт",2.0499999999999998,2.8937999999999998E-2]
[null,"CLL0560W-SAPHIR",4260529290597,"Светильник LED SAPHIR управляемый 60W димм. 3000-6500K max 5900LM пульт ДУ  плафон с ободком \"алмазных граней\"  85x490MM IP20",2,4090,5907.77,4544.4399999999996,{"$f":"H51*(1-$I$11/100)","v":4544.4399999999996},null,">1000",null,0,{"$f":"M51*I51","v":0},{"$f":"M51*R51","v":0},{"$f":"M51*S51","v":0},"шт",2.8679999999999999,4.5471999999999999E-2]
["STARWOOD"]
["Lumin'arte"]
[null,"CLL2040W-STARWOOD-WH",4260529292591,"Светильник LED STARWOOD управляемый 40W димм. 3000-6500K max 4000LM пульт ДУ матовый белый плафон, основание декорировано вставкой под дерево  90x416MM IP20",2,3587.34,5181.71,3985.93,{"$f":"H54*(1-$I$11/100)","v":3985.93},null,">250",null,0,{"$f":"M54*I54","v":0},{"$f":"M54*R54","v":0},{"$f":"M54*S54","v":0},"шт",1.7,2.2089999999999999E-2]
[null,"CLL2060W-STARWOOD",4260529292218,"Светильник LED STARWOOD управляемый 60W димм. 3000-6500K max 6100LM пульт ДУ эффект \"звездного неба\", основание декорировано вставкой под дерево 92x530MM IP20",2,4540.2,6558.07,5044.67,{"$f":"H55*(1-$I$11/100)","v":5044.67},null,">500",null,0,{"$f":"M55*I55","v":0},{"$f":"M55*R55","v":0},{"$f":"M55*S55","v":0},"шт",2.44,3.3723999999999997E-2]
[null,"CLL2060W-STARWOOD-WH",4260529292577,"Светильник LED STARWOOD управляемый 60W димм. 3000-6500K max 6200LM пульт ДУ матовый белый плафон, основание декорировано вставкой под дерево  92x530MM IP20",2,4103.24,5926.9,4559.1499999999996,{"$f":"H56*(1-$I$11/100)","v":4559.1499999999996},null,">250",null,0,{"$f":"M56*I56","v":0},{"$f":"M56*R56","v":0},{"$f":"M56*S56","v":0},"шт",2.4,3.3723999999999997E-2]
[null,"CLL20100W-STARWOOD-WH",4260529292652,"Светильник LED STARWOOD управляемый 100W димм. 3000-6500K max 9400LM пульт ДУ матовый белый плафон, основание декорировано вставкой под дерево 100x780MM IP20",2,10614.01,15331.34,11793.34,{"$f":"H57*(1-$I$11/100)","v":11793.34},null,">250",null,0,{"$f":"M57*I57","v":0},{"$f":"M57*R57","v":0},{"$f":"M57*S57","v":0},"шт",5.6,0.101494]
["SUPERNOVA BASE + RGB"]
["Lumin'arte"]
[null,"CLL0230W-Supernova",4260375488421,"Светильник LED Supernova управляемый 30W димм. 3000-6000K max 3400LM пульт ДУ эффект \"звездного неба\"  65x420MM IP20",2,2748.65,3970.27,3054.05,{"$f":"H60*(1-$I$11/100)","v":3054.05},null,">1000",null,0,{"$f":"M60*I60","v":0},{"$f":"M60*R60","v":0},{"$f":"M60*S60","v":0},"шт",1.56,2.281E-2]
[null,"CLL0260W-Supernova",4260375489268,"Светильник LED Supernova управляемый 60W димм. 3000-6500K max 5100LM пульт ДУ эффект \"звездного неба\"  100x510MM IP20",2,3203.55,4627.3500000000004,3559.5,{"$f":"H61*(1-$I$11/100)","v":3559.5},null,">5000",null,0,{"$f":"M61*I61","v":0},{"$f":"M61*R61","v":0},{"$f":"M61*S61","v":0},"шт",2.883,4.5440000000000001E-2]
[null,"CLL0260WRGB-Supernova",4260375489251,"Светильник LED Supernova RGB управляемый 60W димм. 3000-6500K max 5100LM пульт ДУ эффект \"звездного неба\"  100x510MM IP20",2,4027.32,5817.24,4474.8,{"$f":"H62*(1-$I$11/100)","v":4474.8},null,">1000",null,0,{"$f":"M62*I62","v":0},{"$f":"M62*R62","v":0},{"$f":"M62*S62","v":0},"шт",2.903,4.5440000000000001E-2]
[null,"CLL02100W-Supernova",4260375489411,"Светильник LED Supernova управляемый 100W димм. 3000-6500K max 8500LM пульт ДУ эффект \"звездного неба\"  141x800 MM IP20",2,7780.05,11237.85,8644.5,{"$f":"H63*(1-$I$11/100)","v":8644.5},null,">1000",null,0,{"$f":"M63*I63","v":0},{"$f":"M63*R63","v":0},{"$f":"M63*S63","v":0},"шт",4.7,0.13015199999999999]
[null,"CLL02100WRGB-Supernova",4260529292294,"Светильник LED Supernova RGB управляемый 100W димм. 3000-6500K max 8500LM пульт ДУ эффект \"звездного неба\"  130x750MM IP20",2,8465.83,12228.42,9406.48,{"$f":"H64*(1-$I$11/100)","v":9406.48},null,93,null,0,{"$f":"M64*I64","v":0},{"$f":"M64*R64","v":0},{"$f":"M64*S64","v":0},"шт",5.8,9.8410999999999998E-2]
["SUPERSERIA1"]
["Lumin'arte"]
[null,"CLL1660W-ASTEROID",4260529291112,"Светильник LED ASTEROID  управляемый 60W  димм.  3000-6500K max 5200LM пульт ДУ эффект \"звездного неба\" 115x600MM IP20",2,4133.16,5970.12,4592.3999999999996,{"$f":"H67*(1-$I$11/100)","v":4592.3999999999996},null,">1000",null,0,{"$f":"M67*I67","v":0},{"$f":"M67*R67","v":0},{"$f":"M67*S67","v":0},"шт",3.1,5.9700999999999997E-2]
[null,"CLL1360W-CALLISTO",4260529291051,"Светильник LED CALLISTO управляемый 60W  димм.  3000-6500K max 5200LM пульт ДУ эффект \"звездного неба\", декорирован хромированным ободком 120x600MM IP20",2,4390.07,6341.22,4877.8599999999997,4877.8599999999997,null,">1000",null,0,0,0,0,"шт",3.1,5.9430999999999998E-2]
[null,"CLL1160W-ICEBERG",4260529291013,"Светильник LED ICEBERG управляемый 60W димм. 3000-6500K max 5900LM пульт ДУ эффект \"звездного неба\" плафон с гранями, декорирован хромированным ободком 110x520MM IP20",2,4111.91,5939.43,4568.79,4568.79,null,">500",null,0,0,0,0,"шт",2.4249999999999998,4.3513000000000003E-2]
[null,"CLL1760W-IRBIS",4260529291136,"Светильник LED IRBIS  управляемый 60W  димм. 3000-6500K max 5200LM пульт ДУ эффект \"звездного неба\" и \"морозным узором\" 100x550MM IP20",2,4354.21,6289.41,4838.01,4838.01,null,">1000",null,0,0,0,0,"шт",2.5,4.1984E-2]
[null,"CLL1260W-JUPITER",4260529291037,"Светильник LED JUPITER управляемый 60W димм. 3000-6500K max 5500LM пульт ДУ эффект \"звездного неба\" плафон  с эффектом \"колотого стекла\" декорирован хромированным ободком 95x570MM IP20",2,5057.78,7305.69,5619.76,5619.76,null,8,null,0,0,0,0,"шт",3.05,4.2171E-2]
[null,"CLL2460W-MERCURY",4260529292232,"Светильник LED MERCURY управляемый 60W димм. 3000-6500K max 6100LM пульт ДУ эффект \"звездного неба\" 90x510MM IP20",2,3594.38,5191.8900000000003,3993.76,3993.76,null,20,null,0,0,0,0,"шт",1.96,2.9405000000000001E-2]
[null,"CLL1460W-STARLUX",4260529291075,"Светильник LED STARLUX управляемый 60W  димм.  3000-6500K max 6000LM пульт ДУ эффект \"звездного неба\"  и алмазными гранями по ободку 90x500MM IP20",2,3434.16,4960.45,3815.73,3815.73,null,">3000",null,0,0,0,0,"шт",2.706,3.3640000000000003E-2]
["VENUS"]
["Lumin'arte"]
[null,"CLL2340W-VENUS",4260529292089,"Светильник LED VENUS управляемый 40W димм. 3000-6500K max 4000LM пульт ДУ эффект \"звездного неба\"  и \"колотого льда\"  декорирован хромированным ободком 95x500MM IP20",2,4499.33,6499.03,4999.25,{"$f":"H76*(1-$I$11/100)","v":4999.25},null,">250",null,0,{"$f":"M76*I76","v":0},{"$f":"M76*R76","v":0},{"$f":"M76*S76","v":0},"шт",2.44,3.2376000000000002E-2]
[null,"CLL2360W-VENUS",4260529292102,"Светильник LED VENUS управляемый 60W димм. 3000-6500K max 5200LM пульт ДУ эффект \"звездного неба\"  и \"колотого льда\"  декорирован хромированным ободком  95x570MM IP20",2,5549.45,8015.87,6166.05,{"$f":"H77*(1-$I$11/100)","v":6166.05},null,">500",null,0,{"$f":"M77*I77","v":0},{"$f":"M77*R77","v":0},{"$f":"M77*S77","v":0},"шт",2.85,4.1605000000000003E-2]
["WAVE"]
["Lumin'arte"]
[null,"CLL0724W-WAVE",4260529290696,"Светильник LED WAVE 24W 1680 LM 4000K эффект \"звездного неба\"  55x380MM IP20",2,912.25,1317.69,1013.61,{"$f":"H80*(1-$I$11/100)","v":1013.61},null,">1000",null,0,{"$f":"M80*I80","v":0},{"$f":"M80*R80","v":0},{"$f":"M80*S80","v":0},"шт",1,1.3421000000000001E-2]
[null,"CLL0748W-WAVE",4260529290719,"Светильник LED WAVE 48W 3300 LM 4000K эффект \"звездного неба\"  60x480MM IP20",2,2105.19,3040.83,2339.1,{"$f":"H81*(1-$I$11/100)","v":2339.1},null,">1000",null,0,{"$f":"M81*I81","v":0},{"$f":"M81*R81","v":0},{"$f":"M81*S81","v":0},"шт",1.73,2.2976E-2]
[null,"CLL0760W-WAVE",4260529290573,"Светильник LED WAVE управляемый 60W димм. 3000-6500K max 5800LM пульт ДУ  эффект \"звездного неба\"  60x480MM IP20",2,4096.1499999999996,5916.66,4551.28,{"$f":"H82*(1-$I$11/100)","v":4551.28},null,">250",null,0,{"$f":"M82*I82","v":0},{"$f":"M82*R82","v":0},{"$f":"M82*S82","v":0},"шт",2.6160000000000001,3.6063999999999999E-2]
["ZEPPELIN"]
["Lumin'arte"]
[null,"CLL0824W-ZEPPELIN",4260529290757,"Светильник LED ZEPPELIN 24W 1680 LM 4000K эффект \"звездного неба\"  60x380MM IP20",2,855.54,1235.78,950.6,{"$f":"H85*(1-$I$11/100)","v":950.6},null,">1000",null,0,{"$f":"M85*I85","v":0},{"$f":"M85*R85","v":0},{"$f":"M85*S85","v":0},"шт",1.0940000000000001,1.5347E-2,"НОВИНКА!"]
[null,"CLL0848W-ZEPPELIN",4260529290771,"Светильник LED ZEPPELIN 48W 3300 LM 4000K эффект \"звездного неба\"  70x480MM IP20",2,1662.44,2401.31,1847.16,{"$f":"H86*(1-$I$11/100)","v":1847.16},null,">1000",null,0,{"$f":"M86*I86","v":0},{"$f":"M86*R86","v":0},{"$f":"M86*S86","v":0},"шт",1.8919999999999999,2.8223999999999999E-2,"НОВИНКА!"]
[null,"CLL0860W-ZEPPELIN",4260529290610,"Светильник LED ZEPPELIN управляемый 60W димм. 3000-6500K max 5800LM пульт ДУ  эффект \"звездного неба\"  70x480MM IP20",2,3947.29,5701.64,4385.88,{"$f":"H87*(1-$I$11/100)","v":4385.88},null,">3000",null,0,{"$f":"M87*I87","v":0},{"$f":"M87*R87","v":0},{"$f":"M87*S87","v":0},"шт",2.476,3.6063999999999999E-2]
["CLL"]
["C01_ANTIQUE"]
["Lumin'arte"]
[null,"C01LLY12W",4260375484706,"Светильник светодиодный C01LLY12W 2700 К 12 Вт 780 Лм 250x100 мм",2,405.48,585.69000000000005,450.53,{"$f":"H91*(1-$I$11/100)","v":450.53},null,">250",null,0,{"$f":"M91*I91","v":0},{"$f":"M91*R91","v":0},{"$f":"M91*S91","v":0},"шт",0.41,7.0559999999999998E-3,"ВЫВОДИМЫЙ ИЗ АССОРТИМЕНТА"]
[null,"C01LLW12W",4260375484690,"Светильник светодиодный C01LLW12W 6000 К 12 Вт 780 Лм 250x100 мм",2,405.48,585.69000000000005,450.53,{"$f":"H92*(1-$I$11/100)","v":450.53},null,">100",null,4,{"$f":"M92*I92","v":1802.12},{"$f":"M92*R92","v":1.772},{"$f":"M92*S92","v":3.56E-2},"шт",0.443,8.8999999999999999E-3,"ВЫВОДИМЫЙ ИЗ АССОРТИМЕНТА"]
[null,"C01LLW18W",4260375484713,"Светильник светодиодный C01LLW18W 6000 К 18 Вт 1170 Лм 330x100 мм",2,518.98,749.63,576.64,{"$f":"H93*(1-$I$11/100)","v":576.64},null,">1000",null,4,{"$f":"M93*I93","v":2306.56},{"$f":"M93*R93","v":2.3879999999999999},{"$f":"M93*S93","v":4.6240000000000003E-2},"шт",0.59699999999999998,1.1560000000000001E-2,"ВЫВОДИМЫЙ ИЗ АССОРТИМЕНТА"]
[null,"C01LLS24W",4260375487318,"Светильник светодиодный C01LLS24W 4000 К 24 Вт 1560 Лм 380x100 мм",2,633.38,914.89,703.76,{"$f":"H94*(1-$I$11/100)","v":703.76},null,">1000",null,0,{"$f":"M94*I94","v":0},{"$f":"M94*R94","v":0},{"$f":"M94*S94","v":0},"шт",0.76500000000000001,1.6730999999999999E-2,"ВЫВОДИМЫЙ ИЗ АССОРТИМЕНТА"]
[null,"C01LLW24W",4260375484737,"Светильник светодиодный C01LLW24W 6000 К 24 Вт 1560 Лм 380x100 мм",2,633.38,914.89,703.76,{"$f":"H95*(1-$I$11/100)","v":703.76},null,15,null,0,{"$f":"M95*I95","v":0},{"$f":"M95*R95","v":0},{"$f":"M95*S95","v":0},"шт",0.76500000000000001,1.6730999999999999E-2,"ВЫВОДИМЫЙ ИЗ АССОРТИМЕНТА"]
["C02_FIESTA"]
["Lumin'arte"]
[null,"C02LLW12W",4260375484751,"Светильник светодиодный C02LLW12W 6000 К 12 Вт 780 Лм 250x100 мм",2,405.48,585.69000000000005,450.53,{"$f":"H98*(1-$I$11/100)","v":450.53},null,16,null,0,{"$f":"M98*I98","v":0},{"$f":"M98*R98","v":0},{"$f":"M98*S98","v":0},"шт",0.41,7.0559999999999998E-3]
[null,"C02LLS18W",4260375486793,"Светильник светодиодный C02LLS18W 4000 К 18 Вт 1170 Лм 330x100 мм",2,518.98,749.63,576.64,576.64,null,">3000",null,0,0,0,0,"шт",0.58899999999999997,1.1560000000000001E-2,"ВЫВОДИМЫЙ ИЗ АССОРТИМЕНТА"]
[null,"C02LLW18W",4260375484775,"Светильник светодиодный C02LLW18W 6000 К 18 Вт 1170 Лм 330x100 мм",2,518.98,749.63,576.64,576.64,null,">5000",null,0,0,0,0,"шт",0.58899999999999997,1.1560000000000001E-2]
[null,"C02LLY24W",4630015265260,"Светильник светодиодный C02LLY24W 2700 К 24 Вт 1560 Лм 380x100 мм",2,633.38,914.89,703.76,703.76,null,">1000",null,0,0,0,0,"шт",0.76500000000000001,1.6730999999999999E-2,"ВЫВОДИМЫЙ ИЗ АССОРТИМЕНТА"]
[null,"C02LLS24W",4260375486809,"Светильник светодиодный C02LLS24W 4000 К 24 Вт 1560 Лм 380x100 мм",2,633.38,914.89,703.76,703.76,null,">3000",null,0,0,0,0,"шт",0.76500000000000001,1.6730999999999999E-2,"ВЫВОДИМЫЙ ИЗ АССОРТИМЕНТА"]
[null,"C02LLW24W",4260375484799,"Светильник светодиодный C02LLW24W 6000 К 24 Вт 1560 Лм 380x100 мм",2,633.38,914.89,703.76,703.76,null,32,null,0,0,0,0,"шт",0.76500000000000001,1.6730999999999999E-2,"ВЫВОДИМЫЙ ИЗ АССОРТИМЕНТА"]
["C05_SALUTE"]
["Lumin'arte"]
[null,"C05LLW18W",4630015265888,"Светильник светодиодный C05LLW18W 6000 К 18 Вт 1170 Лм 330x100 мм",2,518.98,749.63,576.64,{"$f":"H106*(1-$I$11/100)","v":576.64},null,">3000",null,4,{"$f":"M106*I106","v":2306.56},{"$f":"M106*R106","v":2.3559999999999999},{"$f":"M106*S106","v":4.6240000000000003E-2},"шт",0.58899999999999997,1.1560000000000001E-2]
[null,"C05LLS24W",4260375487349,"Светильник светодиодный C05LLS24W 4000 К 24 Вт 1560 Лм 380x100 мм",2,633.38,914.89,703.76,{"$f":"H107*(1-$I$11/100)","v":703.76},null,">3000",null,0,{"$f":"M107*I107","v":0},{"$f":"M107*R107","v":0},{"$f":"M107*S107","v":0},"шт",0.76500000000000001,1.6730999999999999E-2,"ВЫВОДИМЫЙ ИЗ АССОРТИМЕНТА"]
[null,"C05LLW24W",4630015265895,"Светильник светодиодный C05LLW24W 6000 К 24 Вт 1560 Лм 380x100 мм",2,633.38,914.89,703.76,{"$f":"H108*(1-$I$11/100)","v":703.76},null,">3000",null,2,{"$f":"M108*I108","v":1407.52},{"$f":"M108*R108","v":1.53},{"$f":"M108*S108","v":3.3461999999999999E-2},"шт",0.76500000000000001,1.6730999999999999E-2]
["C06_STARTREK"]
["Lumin'arte"]
[null,"C06LLW12W",4630015265932,"Светильник светодиодный C06LLW12W 6000 К 12 Вт 780 Лм 250x100 мм",2,405.48,585.69000000000005,450.53,{"$f":"H111*(1-$I$11/100)","v":450.53},null,83,null,2,{"$f":"M111*I111","v":901.06},{"$f":"M111*R111","v":0.93},{"$f":"M111*S111","v":1.78E-2},"шт",0.46500000000000002,8.8999999999999999E-3]
[null,"C06LLW18W",4630015265949,"Светильник светодиодный C06LLW18W 6000 К 18 Вт 1170 Лм 330x100 мм",2,518.98,749.63,576.64,{"$f":"H112*(1-$I$11/100)","v":576.64},null,">5000",null,4,{"$f":"M112*I112","v":2306.56},{"$f":"M112*R112","v":2.3559999999999999},{"$f":"M112*S112","v":4.6240000000000003E-2},"шт",0.58899999999999997,1.1560000000000001E-2]
[null,"C06LLW24W",4630015265956,"Светильник светодиодный C06LLW24W 6000 К 24 Вт 1560 Лм 380x100 мм",2,633.38,914.89,703.76,{"$f":"H113*(1-$I$11/100)","v":703.76},null,">250",null,4,{"$f":"M113*I113","v":2815.04},{"$f":"M113*R113","v":3.06},{"$f":"M113*S113","v":6.6923999999999997E-2},"шт",0.76500000000000001,1.6730999999999999E-2]
["C10_KVAZAR"]
["Lumin'arte"]
[null,"C10LLS12W",4260529295578,"Светильник светодиодный C10LLS12W 4500 К 12 Вт 780 Лм 250x100 мм",2,405.48,585.69000000000005,450.53,{"$f":"H116*(1-$I$11/100)","v":450.53},null,">5000",null,0,{"$f":"M116*I116","v":0},{"$f":"M116*R116","v":0},{"$f":"M116*S116","v":0},"кор",0.442,7.0559999999999998E-3]
[null,"C10LLW12W",4260529290016,"Светильник светодиодный C10LLW12W 6000 К 12 Вт 780 Лм 250x100 мм",2,405.48,585.69000000000005,450.53,{"$f":"H117*(1-$I$11/100)","v":450.53},null,">3000",null,0,{"$f":"M117*I117","v":0},{"$f":"M117*R117","v":0},{"$f":"M117*S117","v":0},"шт",0.41,7.0559999999999998E-3]
[null,"C10LLW18W",4260529290023,"Светильник светодиодный C10LLW18W 6000 К 18 Вт 1170 Лм 330x100 мм",2,518.98,749.63,576.64,{"$f":"H118*(1-$I$11/100)","v":576.64},null,">3000",null,0,{"$f":"M118*I118","v":0},{"$f":"M118*R118","v":0},{"$f":"M118*S118","v":0},"шт",0.58899999999999997,1.1560000000000001E-2]
[null,"C10LLS24W",4260529295585,"Светильник светодиодный C10LLS24W 4500 К 24 Вт 1560 Лм 380x100 мм",2,633.38,914.89,703.76,{"$f":"H119*(1-$I$11/100)","v":703.76},null,">5000",null,0,{"$f":"M119*I119","v":0},{"$f":"M119*R119","v":0},{"$f":"M119*S119","v":0},"шт",0.76500000000000001,1.6730999999999999E-2]
["CLL_KIDS"]
["Lumin'arte"]
[null,"C11LLS24W",4260529290368,"Светильник светодиодный C11LLS24W 4000 К 24 Вт 1560 Лм 380x100 мм",2,633.38,914.89,703.76,{"$f":"H122*(1-$I$11/100)","v":703.76},null,">3000",null,0,{"$f":"M122*I122","v":0},{"$f":"M122*R122","v":0},{"$f":"M122*S122","v":0},"шт",0.76500000000000001,1.6730999999999999E-2]
[null,"C12LLS24W",4260529290375,"Светильник светодиодный C12LLS24W 4000 К 24 Вт 1560 Лм 380x100 мм",2,633.38,914.89,703.76,{"$f":"H123*(1-$I$11/100)","v":703.76},null,">3000",null,0,{"$f":"M123*I123","v":0},{"$f":"M123*R123","v":0},{"$f":"M123*S123","v":0},"шт",0.76500000000000001,1.6730999999999999E-2]
[null,null,null,null,null,null,null,null,null,null,null,"ИТОГО:",{"$f":"SUM(M12:M123)","v":24},{"$f":"SUM(N12:N123)","v":13845.419999999998},{"$f":"SUM(O12:O123)","v":14.391999999999999},{"$f":"SUM(P12:P123)","v":0.29250599999999999}]

{"sheet":"Точечные светильники,Люстры","index":4,"n_rows":201,"n_cols":20,"rows_kept":201,"cut":false,"hidden":false,"merged":[[5,12,5,16],[5,17,5,18],[6,12,6,15],[7,0,9,0],[7,1,9,1],[7,2,9,2],[7,3,9,3],[7,4,9,4],[7,5,9,5],[7,6,9,6],[7,18,9,18],[7,7,9,7],[7,8,9,8],[7,9,9,9],[7,10,9,10],[7,11,9,11],[7,17,9,17],[7,12,9,12],[7,13,9,13],[7,14,9,14],[7,15,9,15],[7,16,9,16]]}
[null,null,null,null,null,null,null,null,null,null,null,null,null,null,null,null,null,null,"ООО «Вольта Русланд»"]
[null,null,null,null,null,null,null,null,null,null,null,null,null,null,null,null,null,null,"ИНН/КПП/ОГРН 7716662181 / 771901001 / 1107746281323"]
[null,null,null,null,null,null,null,null,null,null,null,null,null,null,null,null,null,null,"119361, г. Москва, ул. Наташи Ковшовой, д. 4, стр. 1, офис 23"]
[null,null,null,null,null,null,null,null,null,null,null,null,null,null,null,null,null,null,"Тел.: +7(495) 651-87-22, факс: +7 (495) 721-24-20, info@wolta.ru"]
[]
[null,null,null,null,null,null,null,null,null,null,null,null,"Дата формирования прайс-листа:",null,null,null,null,"30.05.2019"]
["Номенклатура",null,null,null,null,null,null,null,null,null,null,null,"Заказ"]
["Фото","Ссылка на сайт","Штрихкод / Артикул","Наименование","Гарантия, г.","МРОЦ, руб","РРЦ, руб Интернет цена","Базовая цена, руб.","Ваша цена со скидкой, руб.","Спец Цена, руб.","Остаток","Ближайшее поступление","Кол-во, шт","Сумма, руб.","Вес, кг","Объем, м3","Ед. изм.","Вес, кг","Объем, м3"]
[]
[]
[null,null,null,null,null,null,null,"Укажите свою скидку %",0]
[]
["Споты"]
["Lumin'arte"]
[null,"SPOT01-CLL5W-BL",4260375488537,"Светильник накладной SPOT01 Тип ламп 5W LED 375 LM 4000K  материал: металл d70*h130",24,633.15,914.55,703.5,{"$f":"H15*(1-$I$11/100)","v":703.5},null,">250",null,0,{"$f":"M15*I15","v":0},{"$f":"M15*R15","v":0},{"$f":"M15*S15","v":0},"шт",0.35299999999999998,2.457E-3]
[null,"SPOT02-CLL10W-BL",4260375488551,"Светильник накладной SPOT02 Тип ламп 10 W LED 800LM 4000K материал: металл d70*h190",24,1102.54,1592.55,1225.04,1225.04,null,">500",null,0,0,0,0,"шт",0.57799999999999996,1.6069999999999999E-3]
[null,"SPOT02-CLL10W-WH",4260375488575,"Светильник накладной SPOT02 Тип ламп 10 W LED  материал: металл d70*h190",24,1102.54,1592.55,1225.04,1225.04,null,">500",null,0,0,0,0,"шт",0.57799999999999996,1.6069999999999999E-3]
[null,"SPOT03-CLL5W-WH",4260529291983,"Светильник накладной Lumin'arte SPOT03 Тип ламп 5W LED 375 LM 4000K поворотный материал: металл d90*h130",24,690.69,997.66,767.43,767.43,null,">1000",null,0,0,0,0,"шт",0.34200000000000003,1.807E-3]
[null,"SPOT05-CLL10W-WH",4260529292065,"Светильник накладной SPOT05 Тип ламп 10 W LED 750LM 4000K поворотный материал: металл d50*h162",24,1709.8,2469.71,1899.78,1899.78,null,">1000",null,0,0,0,0,"шт",0.49,8.1099999999999998E-4]
[null,"SPOT06-CLL5W-1",4260529292669,"Светильник накладной Lumin'arte SPOT06 Тип ламп 5W LED 375LM 4000K поворотный материал: металл d70*h146",24,772.44,1115.75,858.27,858.27,null,87,null,0,0,0,0,"шт",0.34599999999999997,1.178E-3]
[null,"SPOT06-DLL5W-1",4260529292942,"Светильник встраиваемый Lumin'arte SPOT06 Тип ламп 5 W 375LM 4000K LED поворотный материал: металл d70*h133",24,666.72,963.04,740.8,740.8,null,">500",null,0,0,0,0,"шт",0.33900000000000002,1.518E-3]
[null,"SPOT06-CLL10W-2",4260529292683,"Светильник накладной Lumin'arte SPOT06 Тип ламп 10W LED 750LM 4000K поворотный материал: металл l260*w70*h160",24,1698.53,2453.4299999999998,1887.25,1887.25,null,">500",null,0,0,0,0,"шт",0.80800000000000005,3.235E-3]
[null,"SPOT06-CLL15W-3",4260529292706,"Светильник накладной Lumin'arte SPOT06 Тип ламп 15W LED 1125LM 4000K поворотный материал: металл l410*w70*h160",24,2435.7199999999998,3518.27,2706.36,2706.36,null,">1000",null,0,0,0,0,"шт",1.1819999999999999,4.7939999999999997E-3]
[null,"SPOT06-CLL20W-4",4260529292720,"Светильник накладной Lumin'arte SPOT06 Тип ламп 20W LED 1500LM 4000K поворотный материал: металл l250*w250*h160",24,3264.54,4715.45,3627.27,3627.27,null,">1000",null,0,0,0,0,"шт",1.724,8.6529999999999992E-3]
[null,"SPOT07-CLL5W-1",4260529292980,"Светильник накладной Lumin'arte SPOT07 Тип ламп 5W LED 375LM 4000K материал: металл d68*h75",24,501.8,724.83,557.55999999999995,557.55999999999995,null,5,null,0,0,0,0,"шт",0.19900000000000001,5.3600000000000002E-4]
[null,"SPOT07-CLL10W-1",4260529293000,"Светильник накладной SPOT07 Тип ламп 10W LED 750LM 4000K материал: металл d88*h75",24,670.95,969.15,745.5,745.5,null,66,null,0,0,0,0,"шт",0.29499999999999998,9.5600000000000004E-4]
[null,"ECLIPSE-WLL6W-R",4260529292003,"Светильник накладной Lumin'arte ECLIPSE Тип ламп 6W LED 4000K 450LM поворотный материал: металл, акрил d150*h430MM круг",24,792.17,1144.25,880.19,880.19,null,">1000",null,0,0,0,0,"шт",0.54500000000000004,1.426E-3]
[null,"ECLIPSE-WLL6W-S",4260529292027,"Светильник накладной Lumin'arte ECLIPSE Тип ламп 6W LED 4000K 450LM поворотный материал: металл, акрил d150*h430MM квадрат",24,821.77,1187,913.08,913.08,null,">100",null,0,0,0,0,"шт",0.66,1.5150000000000001E-3]
[null,"SN-WLL1-10W-CH",4260529292782,"Светильник LED накладной 10W 630LM 4000K хром 100x380x70MM",1,2083.2399999999998,3009.12,2314.71,2314.71,null,">250",null,0,0,0,0,"шт",0.83299999999999996,4.5919999999999997E-3]
["Точечные светильники"]
["SUPERNOVA-DLL"]
["Lumin'arte"]
[null,"SN-DLL9W",4260375489848,"Светильник LED встраиваемый 9W 630LM 4000K  белый 40x127MM",1,302.36,436.74,335.95,{"$f":"H33*(1-$I$11/100)","v":335.95},null,">5000",null,0,{"$f":"M33*I33","v":0},{"$f":"M33*R33","v":0},{"$f":"M33*S33","v":0},"шт",0.21099999999999999,1.2290000000000001E-3]
[null,"SN-DLL9W-CH",4260529292751,"Светильник LED встраиваемый 9W 630LM 4000K хром 40x127MM",1,432.04,624.04999999999995,480.04,{"$f":"H34*(1-$I$11/100)","v":480.04},null,">5000",null,0,{"$f":"M34*I34","v":0},{"$f":"M34*R34","v":0},{"$f":"M34*S34","v":0},"шт",0.19500000000000001,1.2539999999999999E-3]
[null,"SN-DLL24W",4260375489855,"Светильник LED встраиваемый 24W 1800LM 4000K  белый 40x230MM",1,688.42,994.38,764.91,{"$f":"H35*(1-$I$11/100)","v":764.91},null,">5000",null,0,{"$f":"M35*I35","v":0},{"$f":"M35*R35","v":0},{"$f":"M35*S35","v":0},"шт",0.56200000000000006,3.8990000000000001E-3]
[null,"SN-DLL24W-CH",4260529292775,"Светильник LED встраиваемый 24W 1800LM 4000K хром 40x230MM",1,937.54,1354.22,1041.71,{"$f":"H36*(1-$I$11/100)","v":1041.71},null,">5000",null,0,{"$f":"M36*I36","v":0},{"$f":"M36*R36","v":0},{"$f":"M36*S36","v":0},"шт",0.52100000000000002,3.9189999999999997E-3]
["GX53"]
["Lumin'arte"]
[null,"DJ01WH-DL50GX53",4260375485703,"Светильник встраиваемый GX53 белый 40*160MM",1,78.900000000000006,113.97,87.67,{"$f":"H39*(1-$I$11/100)","v":87.67},null,">1000",null,30,{"$f":"M39*I39","v":2630.1},{"$f":"M39*R39","v":3.3},{"$f":"M39*S39","v":2.4839999999999997E-2},"шт",0.11,8.2799999999999996E-4]
[null,"DJ01AB-DL50GX53",4650001829238,"Светильник встраиваемый GX53 бронза 40x106MM",1,87.92,127,97.69,97.69,null,">5000",null,0,0,0,0,"шт",0.10100000000000001,6.96E-4]
[null,"DJ01GD-DL50GX53",4650001829276,"Светильник встраиваемый GX53 золотой 40x106MM",1,87.92,127,97.69,97.69,null,">250",null,0,0,0,0,"шт",0.11799999999999999,1.4679999999999999E-3]
[null,"DJ01GDM-DL50GX53",4650001829214,"Светильник встраиваемый GX53 золотой матовый 40x106MM",1,87.92,127,97.69,97.69,null,">3000",null,0,0,0,0,"шт",0.11799999999999999,6.96E-4]
[null,"DJ01NL-DL50GX53",4650001829245,"Светильник встраиваемый GX53 никель40*106MM",1,87.92,127,97.69,97.69,null,">3000",null,0,0,0,0,"шт",0.11799999999999999,1.4679999999999999E-3]
[null,"DJ01GM-DL50GX53",4650001820891,"Светильник встраиваемый GX53 черный никель 40x106MM",1,87.92,127,97.69,97.69,null,">3000",null,0,0,0,0,"шт",0.11799999999999999,6.96E-4]
[null,"DJ01CH-DL50GX53",4260375488599,"Светильник встраиваемый GX53 хром 40x106MM",null,87.92,127,97.69,97.69,null,">3000",null,0,0,0,0,"шт",0.11799999999999999,1.0790000000000001E-3]
[null,"DJ02CH-DL50GX53",4260375489350,"Светильник встраиваемый GX53 хром 40x116xMM",1,115.43,166.74,128.26,128.26,null,">5000",null,0,0,0,0,"шт",0.113,8.8400000000000002E-4]
[null,"DJ04CH-DL50GX53",4260375489275,"Светильник встраиваемый GX53 хром 50x121MM",1,215.16,310.79000000000002,239.07,239.07,null,">5000",null,0,0,0,0,"шт",0.26200000000000001,7.7200000000000001E-4]
[null,"DJ05CH-DL20GX53",4630015263877,"Светильник встраиваемый GX53 хром 40x105MM",1,223.34,322.60000000000002,248.15,248.15,null,">5000",null,0,0,0,0,"шт",0.161,7.6099999999999996E-4]
["BASIC"]
["Lumin'arte"]
[null,"KDOWH-DL50GU5.3",4260375485741,"Светильник встраиваемый MR16 GU5.3 белый 35x80MM",1,33.96,49.05,37.729999999999997,{"$f":"H51*(1-$I$11/100)","v":37.729999999999997},null,">5000",null,0,{"$f":"M51*I51","v":0},{"$f":"M51*R51","v":0},{"$f":"M51*S51","v":0},"шт",6.7000000000000004E-2,3.9500000000000001E-4]
[null,"KDARWH-DL50GU5.3",4670002425918,"Светильник встраиваемый MR16 GU5.3 белый 35x90MM",1,48.11,69.489999999999995,53.45,{"$f":"H52*(1-$I$11/100)","v":53.45},null,25,null,0,{"$f":"M52*I52","v":0},{"$f":"M52*R52","v":0},{"$f":"M52*S52","v":0},"шт",9.4E-2,4.4700000000000002E-4]
[null,"KDARGD-DL50GU5.3",4670002425925,"Светильник встраиваемый MR16 GU5.3 золото 35x90MM",1,56.58,81.73,62.87,{"$f":"H53*(1-$I$11/100)","v":62.87},null,">100",null,0,{"$f":"M53*I53","v":0},{"$f":"M53*R53","v":0},{"$f":"M53*S53","v":0},"шт",0.09,4.6999999999999999E-4]
[null,"KDOSL-DL50GU5.3",4260529290382,"Светильник встраиваемый MR16 GU5.3 хром 35x80MM",1,44.64,64.48,49.6,{"$f":"H54*(1-$I$11/100)","v":49.6},null,">5000",null,0,{"$f":"M54*I54","v":0},{"$f":"M54*R54","v":0},{"$f":"M54*S54","v":0},"шт",6.8000000000000005E-2,3.9500000000000001E-4]
["ALUM"]
["Lumin'arte"]
[null,"ALUM01WH-DL50GU5.3",4260375485765,"Светильник встраиваемый ALUM  MR16 GU5.3 белый 18x95MM",1,60.41,87.26,67.12,{"$f":"H57*(1-$I$11/100)","v":67.12},null,">5000",null,0,{"$f":"M57*I57","v":0},{"$f":"M57*R57","v":0},{"$f":"M57*S57","v":0},"шт",7.5999999999999998E-2,4.86E-4]
[null,"ALUM01CH-DL50GU5.3",4260375489299,"Светильник встраиваемый ALUM  MR16 GU5.3 хром 18x95MM",1,60.41,87.26,67.12,67.12,null,">5000",null,0,0,0,0,"шт",7.4999999999999997E-2,4.9100000000000001E-4]
[null,"ALUM03WH-DL50GU5.3",4260375485802,"Светильник встраиваемый ALUM  MR16 GU5.3 белый 18x95MM",1,60.41,87.26,67.12,67.12,null,">5000",null,0,0,0,0,"шт",6.0999999999999999E-2,4.9100000000000001E-4]
[null,"ALUM04WH-DL50GU5.3",4630015264669,"Светильник встраиваемый ALUM  MR16 GU5.3 белый 18x95MM",1,56.22,81.209999999999994,62.47,62.47,null,">500",null,20,1249.4000000000001,1.04,9.8200000000000006E-3,"шт",5.1999999999999998E-2,4.9100000000000001E-4]
[null,"ALUM04SV-DL50GU5.3",4630015264645,"Светильник встраиваемый ALUM  MR16 GU5.3 серебро 18x95MM",1,56.22,81.209999999999994,62.47,62.47,null,">3000",null,0,0,0,0,"шт",7.8E-2,4.35E-4]
[null,"ALUM04BL-DL50GU5.3",4630015264706,"Светильник встраиваемый ALUM  MR16 GU5.3 черный 18x95MM",1,56.22,81.209999999999994,62.47,62.47,null,">3000",null,0,0,0,0,"шт",6.8000000000000005E-2,8.7000000000000001E-4]
[null,"ALUM04GD-DL50GU5.3",4630015264652,"Светильник встраиваемый ALUM  MR16 GU5.3 золотой 18x95MM",1,56.22,81.209999999999994,62.47,62.47,null,">5000",null,0,0,0,0,"шт",5.8000000000000003E-2,4.9100000000000001E-4]
[null,"ALUM05CH-DL50GU5.3",4260375489312,"Светильник встраиваемый ALUM  MR16 GU5.3 хром 22x802MM",1,55.04,79.510000000000005,61.16,61.16,null,">3000",null,20,1223.1999999999998,1.1200000000000001,8.1400000000000014E-3,"шт",5.6000000000000001E-2,4.0700000000000003E-4]
[null,"ALUM05BL-DL50GU5.3",4260375489336,"Светильник встраиваемый ALUM  MR16 GU5.3 черный 22x80MM",1,56.22,81.209999999999994,62.47,62.47,null,">1000",null,0,0,0,0,"шт",7.0000000000000007E-2,4.0700000000000003E-4]
[null,"ALUM05GD-DL50GU5.3",4630015264799,"Светильник встраиваемый ALUM  MR16 GU5.3 золотой 22x80MM",1,55.04,79.510000000000005,61.16,61.16,null,">1000",null,0,0,0,0,"шт",6.5000000000000002E-2,4.0700000000000003E-4]
["MODERN"]
["Lumin'arte"]
[null,"LUM01BL-DL50GU5.3",4630015264836,"Светильник встраиваемый MR16 GU5.3 черный 32x90MM",1,117.75,170.08,130.83000000000001,{"$f":"H69*(1-$I$11/100)","v":130.83000000000001},null,">1000",null,0,{"$f":"M69*I69","v":0},{"$f":"M69*R69","v":0},{"$f":"M69*S69","v":0},"шт",8.7999999999999995E-2,4.1199999999999999E-4]
[null,"MOD02CH-DL50GU5.3",4630015264867,"Светильник встраиваемый MR16 GU5.3 хром 32x92MM",1,117.75,170.08,130.83000000000001,130.83000000000001,null,">1000",null,0,0,0,0,"шт",0.13,4.1199999999999999E-4]
[null,"MOD02BR-DL50GU5.3",4630015264874,"Светильник встраиваемый MR16 GU5.3 коричневый 32x92MM",1,117.75,170.08,130.83000000000001,130.83000000000001,null,">1000",null,0,0,0,0,"шт",0.13,4.1199999999999999E-4]
[null,"MOD03WH-DL50GU5.3",4630015264881,"Светильник встраиваемый MR16 GU5.3 белый  23x100MM",1,149.03,215.27,165.59,165.59,null,">3000",null,0,0,0,0,"шт",0.08,4.1100000000000002E-4]
[null,"MOD04BR-DL50GU5.3",4630015264911,"Светильник встраиваемый MR16 GU5.3 коричневый  23x90MM",1,133.83000000000001,193.31,148.69999999999999,148.69999999999999,null,">3000",null,0,0,0,0,"шт",0.13,4.1599999999999997E-4]
[null,"SILV03CH-DL50GU5.3",4630015264898,"Светильник встраиваемый MR16 GU5.3 хром  32x92MM",1,107.15,154.78,119.06,119.06,null,">3000",null,0,0,0,0,"шт",0.12,4.4099999999999999E-4]
["POLYRESIN"]
["Lumin'arte"]
[null,"PL01-DL50GU5.3-CH",4260529290122,"Светильник встраиваемый MR16 GU5.3 прозрачный/хром 30x98MM",1,87.45,126.32,97.17,{"$f":"H77*(1-$I$11/100)","v":97.17},null,37,null,0,{"$f":"M77*I77","v":0},{"$f":"M77*R77","v":0},{"$f":"M77*S77","v":0},"шт",0.122,4.2999999999999999E-4]
[null,"PL02-DL50GU5.3-GD",4260529290146,"Светильник встраиваемый MR16 GU5.3 прозрачный/золото 30x98MM",1,91.21,131.74,101.34,101.34,null,">500",null,0,0,0,0,"шт",0.11799999999999999,4.2999999999999999E-4]
[null,"PL05-DL50GU5.3-GD",4260529290207,"Светильник встраиваемый MR16 GU5.3 прозрачный/золото 45x100MM",1,152.41999999999999,220.17,169.36,169.36,null,">100",null,0,0,0,0,"шт",0.16400000000000001,5.7799999999999995E-4]
[null,"PL06-DL50GU5.3-GD",4260529290221,"Светильник встраиваемый MR16 GU5.3 прозрачный/золото 45x100MM",1,163.66999999999999,236.42,181.86,181.86,null,">1000",null,0,0,0,0,"шт",0.21199999999999999,5.7799999999999995E-4]
[null,"PL07-DL50GU5.3-GD",4260529290245,"Светильник встраиваемый MR16 GU5.3 прозрачный/золото 22x100MM",1,91.21,131.74,101.34,101.34,null,">1000",null,0,0,0,0,"шт",0.12,1.25E-3]
[null,"PL08-DL50GU5.3-GD",4260529290269,"Светильник встраиваемый MR16 GU5.3 прозрачный/коричневый 22x100MM",1,96.21,138.97,106.9,106.9,null,">1000",null,0,0,0,0,"шт",0.11700000000000001,4.1899999999999999E-4]
[null,"PL09-DLL50GU5.3-3W",4260529290283,"Светильник встраиваемый MR16 GU5.3 прозрачный/золото 22x100MM",1,126.19,182.27,140.21,140.21,null,">1000",null,0,0,0,0,"шт",0.126,4.2999999999999999E-4]
[null,"PL10-DLL50GU.53-3W",4260529290306,"Светильник встраиваемый MR16 GU5.3 с LED 3W подсветкой прозрачный/золото 22x100MM",1,124.94,180.47,138.82,138.82,null,">500",null,0,0,0,0,"шт",0.157,4.1899999999999999E-4]
[null,"PL11-DLL50GU5.3-3W",4260529290320,"Светильник встраиваемый MR16 GU5.3 с LED 3W подсветкой прозрачный/золото 22x100MM",1,122.44,176.85,136.04,136.04,null,">500",null,0,0,0,0,"шт",0.128,4.2999999999999999E-4]
[null,"PL12-DLL50GU5.3-3W",4260529290344,"Светильник встраиваемый MR16 GU5.3 с LED 3W подсветкой прозрачный/золото 22x100MM",1,122.44,176.85,136.04,136.04,null,">500",null,0,0,0,0,"шт",0.13400000000000001,4.2999999999999999E-4]
["CRYSTALL"]
["Lumin'arte"]
[null,"CT108BR-DL50GU5.3",4630015264812,"Светильник встраиваемый кристалл MR16 GU5.3 прозрачный/коричневый 55x92MM",1,153.33000000000001,221.48,170.37,{"$f":"H89*(1-$I$11/100)","v":170.37},null,">1000",null,0,{"$f":"M89*I89","v":0},{"$f":"M89*R89","v":0},{"$f":"M89*S89","v":0},"шт",0.16500000000000001,6.4999999999999997E-4]
[null,"CT530PP-DL50GU5.3",4650001829931,"Светильник встраиваемый кристалл MR16 GU5.3 прозрачный/фиолетовый 49x87MM",1,310.39999999999998,448.36,344.89,344.89,null,">100",null,0,0,0,0,"шт",0.17399999999999999,7.27E-4]
[null,"CT583GD-DL50GU5.3",4260529291945,"Светильник встраиваемый кристалл MR16 GU5.3 прозрачный/золото 49x85MM",1,124.87,180.36,138.74,138.74,null,">5000",null,0,0,0,0,"шт",0.13,5.4100000000000003E-4]
[null,"CT583CR-DL50GU5.3",4260375485840,"Светильник встраиваемый кристалл MR16 GU5.3 прозрачный/хром 49x85MM",1,124.87,180.36,138.74,138.74,null,">5000",null,0,0,0,0,"шт",0.13200000000000001,5.4100000000000003E-4]
[null,"CT716GD-DL50GU5.3",4260375489398,"Светильник встраиваемый кристалл MR16 GU5.3 прозрачный/золото 55x87MM",1,212.47,306.89999999999998,236.08,236.08,null,">5000",null,0,0,0,0,"шт",0.158,5.8E-4]
[null,"CT716CR-DL50GU5.3",4260375489374,"Светильник встраиваемый кристалл MR16 GU5.3 прозрачный/хром 55x87MM",1,210.28,303.73,233.64,233.64,null,">5000",null,0,0,0,0,"шт",0.158,5.9599999999999996E-4]
[null,"CT108CR-DL50GU5.3",4630015264805,"Светильник встраиваемый кристалл MR16 GU5.3 прозрачный/хром 55x92MM",1,143.84,207.77,159.82,159.82,null,">1000",null,0,0,0,0,"шт",0.16500000000000001,6.4999999999999997E-4]
["DLUS"]
["Lumin'arte"]
[null,"DLUSWD-6W-4K",4260529295189,"Светильник встраиваемый Luminarte DLUSWD-6W-4K 510LM 6W металл IP44 21*118ММ",1,321.3,464.1,357,{"$f":"H98*(1-$I$11/100)","v":357},null,">1000",null,0,{"$f":"M98*I98","v":0},{"$f":"M98*R98","v":0},{"$f":"M98*S98","v":0},"шт",0.17399999999999999,8.3500000000000002E-4,"НОВИНКА!"]
[null,"DLUSWD-9W-4K",4260529295202,"Светильник встраиваемый Luminarte DLUSWD-9W-4K 765LM металл IP44 21*145MM",1,437.22,631.54,485.8,485.8,null,">3000",null,0,0,0,0,"кор",0.25900000000000001,1.1820000000000001E-3,"НОВИНКА!"]
[null,"DLUSWH-DLL5W",4260375485543,"Светильник LED ультратонкий встраиваемый 5W 4000K 325LM круг белый 20x89MM",1,105.34,152.15,117.04,117.04,null,">5000",null,0,0,0,0,"шт",0.106,3.7399999999999998E-4]
[null,"DLUSCH-DLL5W",4260375485529,"Светильник LED ультратонкий встраиваемый 5W 4000K 325LM круг хром 20x89MM",1,139.99,202.2,155.54,155.54,null,">3000",null,0,0,0,0,"шт",0.104,3.7399999999999998E-4]
[null,"DLUSNL-DLL5W",4260375485567,"Светильник LED ультратонкий встраиваемый 5W 4000K 325LM круг никель 20x89MM",1,139.99,202.2,155.54,155.54,null,">5000",null,0,0,0,0,"шт",0.104,3.7399999999999998E-4]
[null,"DLUSWH-DLL5W-S",4260529293024,"Светильник LED ультратонкий встраиваемый 5W 4000K 325LM квадрат белый 20x80MM",1,127.68,184.43,141.87,141.87,null,">5000",null,0,0,0,0,"шт",0.13500000000000001,5.7200000000000003E-4]
[null,"DLUSCH-DLL5W-S",4260529293048,"Светильник LED ультратонкий встраиваемый 5W 4000K 325LM квадрат хром 22x85MM",1,180.16,260.23,200.18,200.18,null,">5000",null,0,0,0,0,"шт",0.13500000000000001,5.7200000000000003E-4]
[null,"DLUSNL-DLL5W-S",4260529293062,"Светильник LED ультратонкий встраиваемый 5W 4000K 325LM квадрат никель 20x80MM",1,180.16,260.23,200.18,200.18,null,">5000",null,0,0,0,0,"шт",0.13500000000000001,5.7200000000000003E-4]
["LED"]
["Lumin'arte"]
[null,"LED01-DLL4W",4630015262429,"Светильник LED мебельный 4W 4000K 325LM хром 20x60MM",1,172.42,249.05,191.58,{"$f":"H108*(1-$I$11/100)","v":191.58},null,">1000",null,0,{"$f":"M108*I108","v":0},{"$f":"M108*R108","v":0},{"$f":"M108*S108","v":0},"шт",0.06,3.1799999999999998E-4]
["CFL"]
["Настенные светильники"]
["Lumin'arte"]
[null,"Velis-WL60E27*2BG",4630015263808,"Светильник настенный Velis Тип ламп E27*2*60W материал: металл, стекло L400*H265*E200",1,895.98,1294.19,995.53,{"$f":"H112*(1-$I$11/100)","v":995.53},null,11,null,0,{"$f":"M112*I112","v":0},{"$f":"M112*R112","v":0},{"$f":"M112*S112","v":0},"шт",1.46,1.746E-2]
[null,"Rafaelo-WL60E14*2GD",4630015263310,"Светильник настенный Rafaelo Тип ламп E14*60W*2 материал: металл,стекло, хрусталь W380*H340*E190",1,1049.8900000000001,1516.5,1166.54,{"$f":"H113*(1-$I$11/100)","v":1166.54},null,3,null,0,{"$f":"M113*I113","v":0},{"$f":"M113*R113","v":0},{"$f":"M113*S113","v":0},"шт",1.085,1.0338999999999999E-2]
["PANDA"]
["Lumin'arte"]
[null,"PANDA-WL40E27-1BL",4260529290047,"Светильник настенный PANDA Тип ламп 1*40W E27 материал: металл 250*130*140 голубой",1,1069.5999999999999,1544.97,1188.44,{"$f":"H116*(1-$I$11/100)","v":1188.44},null,">500",null,0,{"$f":"M116*I116","v":0},{"$f":"M116*R116","v":0},{"$f":"M116*S116","v":0},"шт",0.9,8.0999999999999996E-3]
[null,"PANDA-WL40E27-1YL",4260529290054,"Светильник настенный PANDA Тип ламп 1*40W E27 материал: металл 250*130*140 желтый",1,1069.5999999999999,1544.97,1188.44,1188.44,null,">500",null,0,0,0,0,"шт",0.9,8.0999999999999996E-3]
[null,"PANDA-TL40E27-1BL",4260529290085,"Светильник настольный PANDA Тип ламп 1*40W E27 материал: металл 180*130*300 голубой",1,1634.46,2360.89,1816.07,1816.07,null,">250",null,0,0,0,0,"шт",1.45,1.32E-2]
[null,"PANDA-TL40E27-1YL",4260529290092,"Светильник настольный PANDA Тип ламп 1*40W E27 материал: металл 180*130*300 желтый",1,1634.46,2360.89,1816.07,1816.07,null,">500",null,0,0,0,0,"шт",1.45,1.32E-2]
[null,"PANDA-PL40E27-3BL",4260529290061,"Светильник подвесной PANDA Тип ламп 3*60W E27 материал: металл 500*500*1000 голубой",1,3462.45,5001.32,3847.17,3847.17,null,">250",null,0,0,0,0,"шт",3.3,2.3935999999999999E-2]
[null,"PANDA-PL40E27-3YL",4260529290078,"Светильник подвесной PANDA Тип ламп 3*60W E27 материал: металл 500*500*1000 желтый",1,3462.45,5001.32,3847.17,3847.17,null,">500",null,0,0,0,0,"шт",2.5099999999999998,2.3935999999999999E-2]
["ROMANCE"]
["Lumin'arte"]
[null,"Romance-WL60E27-1WH",4260375488391,"Светильник настенный Romance Тип ламп E27 1*60W материал: металл,стекло W180*H280*E290",1,670.79,968.92,745.32,{"$f":"H124*(1-$I$11/100)","v":745.32},null,33,null,0,{"$f":"M124*I124","v":0},{"$f":"M124*R124","v":0},{"$f":"M124*S124","v":0},"шт",1.59,1.8489999999999999E-2]
[null,"Romance-CL60E27-5WH",4260375488414,"Светильник подвесной Romance Тип ламп E27 5*60W материал: металл,стекло D745*900",1,3590.6,5186.42,3989.55,{"$f":"H125*(1-$I$11/100)","v":3989.55},null,29,null,0,{"$f":"M125*I125","v":0},{"$f":"M125*R125","v":0},{"$f":"M125*S125","v":0},"шт",7.3,5.8968E-2]
["ANESSI"]
["Lumin'arte"]
[null,"Anessi-WL60E14*1WH",4630015264355,"Светильник настенный Anessi Тип ламп E14*1*60W материал: металл, акрил 170*140",1,409.76,591.88,455.29,{"$f":"H128*(1-$I$11/100)","v":455.29},null,9,null,0,{"$f":"M128*I128","v":0},{"$f":"M128*R128","v":0},{"$f":"M128*S128","v":0},"шт",0.69,7.6379999999999998E-3]
[null,"Anessi-WL60E14*2WH",4630015263266,"Светильник настенный Anessi Тип ламп E14*2*60W материал: металл, акрил L450*H200*E200",1,722.48,1043.58,802.75,{"$f":"H129*(1-$I$11/100)","v":802.75},null,7,null,0,{"$f":"M129*I129","v":0},{"$f":"M129*R129","v":0},{"$f":"M129*S129","v":0},"шт",1.05,1.3103999999999999E-2]
[null,"Anessi-CL60E14*5WH",4630015263273,"Светильник потолочный Anessi Тип ламп E14*5*60W материал: металл, акрил D600*800",1,1848.83,2670.53,2054.25,{"$f":"H130*(1-$I$11/100)","v":2054.25},null,7,null,0,{"$f":"M130*I130","v":0},{"$f":"M130*R130","v":0},{"$f":"M130*S130","v":0},"шт",2.08,2.2275E-2]
["BIRD"]
["Lumin'arte"]
[null,"Bird-WL40G9-1BL",4260375488360,"Светильник настенный Bird Тип ламп G9 материал: металл L220*W190*H240",1,644.67999999999995,931.2,716.31,{"$f":"H133*(1-$I$11/100)","v":716.31},null,13,null,0,{"$f":"M133*I133","v":0},{"$f":"M133*R133","v":0},{"$f":"M133*S133","v":0},"шт",0.66,7.5599999999999999E-3]
[null,"Bird-CL40G9-3BL",4260375488377,"Светильник потолочный Bird Тип ламп G9 материал: металл L560*W190*H250",1,1823.34,2633.71,2025.93,{"$f":"H134*(1-$I$11/100)","v":2025.93},null,54,null,0,{"$f":"M134*I134","v":0},{"$f":"M134*R134","v":0},{"$f":"M134*S134","v":0},"шт",1.62,1.1627999999999999E-2]
["Подвесные светильники"]
["Lumin'arte"]
[null,"WOODY-PLL20W-3K",4260529293208,"Cветильник Luminarte LED подвесной WOODY-PLL20W-3K",2,3401.24,4912.91,3779.16,{"$f":"H137*(1-$I$11/100)","v":3779.16},null,">250",null,0,{"$f":"M137*I137","v":0},{"$f":"M137*R137","v":0},{"$f":"M137*S137","v":0},"шт",2.04,1.6403000000000001E-2]
[null,"PLM0040160E27",4630015261705,"Светильник подвесной  Тип ламп 1*60W E27 материал: металл 200*200*1000",1,751.94,1086.1400000000001,835.49,835.49,null,">100",null,0,0,0,0,"шт",0.82,1.7247999999999999E-2]
[null,"Servi-PL60E27*1BR",4630015264478,"Светильник подвесной Servi Тип ламп E27*1*60W материал: металл, стекло D200*H1200",1,1104.79,1595.8,1227.54,1227.54,null,62,null,0,0,0,0,"шт",1.3,1.5599999999999999E-2]
[null,"Neti-PL60E27*1BR",4260375485352,"Светильник подвесной Neti Тип ламп E27*1*60W материал: металл,стекло, текстиль D150*H1500",1,820.85,1185.68,912.06,912.06,null,">100",">100, поставка ожидается 2019-07-03",0,0,0,0,"шт",0.7,8.3029999999999996E-3]
[null,"Prison-PL60E27*1BL",4630015264485,"Светильник подвесной Prison Тип ламп E27*1*60W материал: металл D200*1000",1,727.15,1050.32,807.94,807.94,null,19,">500, поставка ожидается 2019-07-03",0,0,0,0,"шт",0.7,9.7020000000000006E-3]
[null,"CLG0020360E27",4630015261644,"Светильник подвесной  Тип ламп 3*60W E27 материал: металл, стекло 450*450*1000",1,4110.28,5937.07,4566.9799999999996,4566.9799999999996,null,4,null,0,0,0,0,"шт",2.5,6.2426000000000002E-2]
[null,"CLC0070260E27 ",4650001827371,"Светильник подвесной  Тип ламп 2*60W E27 материал: металл, стекло 360*340",1,1378.29,1990.86,1531.43,1531.43,null,0,null,0,0,0,0,"шт",2,1.9651999999999999E-2]
[null,"Mariposa-CL40E14-4WH",4260375488322,"Светильник подвесной Mariposa Тип ламп E14*4*40W материал: текстиль,пластик,хрусталь D400*H250",1,2441.4899999999998,3526.6,2712.77,2712.77,null,41,null,0,0,0,0,"шт",3.22,4.5386999999999997E-2]
["OREON"]
["Lumin'arte"]
[null,"OREON01-CL60E27*2WH",4630015264638,"Светильник потолочный OREON01 Тип ламп E27*2*60W материал: металл, стекло 280*280*100",1,498.21,719.64,553.57000000000005,{"$f":"H147*(1-$I$11/100)","v":553.57000000000005},null,">500",null,0,{"$f":"M147*I147","v":0},{"$f":"M147*R147","v":0},{"$f":"M147*S147","v":0},"шт",0.98,9.8580000000000004E-3]
[null,"OREON02-CL60E27*2BR",4630015264621,"Светильник потолочный OREON02 Тип ламп E27*2*60W материал: металл, стекло 320*320*110",1,540.77,781.11,600.85,{"$f":"H148*(1-$I$11/100)","v":600.85},null,">100",">500, поставка ожидается 2019-07-03",0,{"$f":"M148*I148","v":0},{"$f":"M148*R148","v":0},{"$f":"M148*S148","v":0},"шт",1,1.2614E-2]
[null,"OREON03-CL60E27*2BR",4630015264614,"Светильник потолочный OREON03 Тип ламп E27*2*60W материал: металл, стекло 280*280*90",1,445.28,643.19000000000005,494.76,{"$f":"H149*(1-$I$11/100)","v":494.76},null,58,">250, поставка ожидается 2019-07-03",0,{"$f":"M149*I149","v":0},{"$f":"M149*R149","v":0},{"$f":"M149*S149","v":0},"шт",0.98,9.8580000000000004E-3]
["VIDA"]
["Lumin'arte"]
[null,"Vida-PL40E27-1CP",4260375488209,"Светильник подвесной Vida Тип ламп E27*1*40W материал: металл,стекло D150*H1110",1,1071.97,1548.4,1191.08,{"$f":"H152*(1-$I$11/100)","v":1191.08},null,76,">100, поставка ожидается 2019-07-03",0,{"$f":"M152*I152","v":0},{"$f":"M152*R152","v":0},{"$f":"M152*S152","v":0},"шт",0.9,9.9000000000000008E-3]
[null,"Vida-PL40E27-3CP",4260375488216,"Светильник подвесной Vida Тип ламп E27*3*40W материал: металл,стекло L750*H1150*W150",1,2912.32,4206.68,3235.91,{"$f":"H153*(1-$I$11/100)","v":3235.91},null,21,"<100, поставка ожидается 2019-07-03",0,{"$f":"M153*I153","v":0},{"$f":"M153*R153","v":0},{"$f":"M153*S153","v":0},"шт",2.6,4.1579999999999999E-2]
["TULUZA"]
["Lumin'arte"]
[null,"Tuluza-CL60E14*2CH",4630015263396,"Светильник потолочный Tuluza Тип ламп E14*60W*2 материал: металл, стекло L200*W140*H170",1,729.64,1053.92,810.71,{"$f":"H156*(1-$I$11/100)","v":810.71},null,">500",null,0,{"$f":"M156*I156","v":0},{"$f":"M156*R156","v":0},{"$f":"M156*S156","v":0},"шт",0.8,7.0559999999999998E-3]
[null,"Tuluza-CL60E14*3CH",4630015263402,"Светильник потолочный Tuluza Тип ламп E14*60W*3 материал: металл, стекло L350*W140*H200",1,1012.01,1461.79,1124.45,{"$f":"H157*(1-$I$11/100)","v":1124.45},null,6,">250, поставка ожидается 2019-07-03",0,{"$f":"M157*I157","v":0},{"$f":"M157*R157","v":0},{"$f":"M157*S157","v":0},"шт",1.05,1.1178E-2]
["SIMPLE"]
["Lumin'arte"]
[null,"Simple-CL40E14*3WN",4630015264416,"Светильник потолочный Simple Тип ламп E14*3*60W материал: металл,пластик  D200*H330",1,678.12,979.51,753.47,{"$f":"H160*(1-$I$11/100)","v":753.47},null,">1000",null,0,{"$f":"M160*I160","v":0},{"$f":"M160*R160","v":0},{"$f":"M160*S160","v":0},"шт",1,8.0000000000000002E-3]
[null,"Simple-CL40E14*5WN",4630015264423,"Светильник потолочный Simple Тип ламп E14*5*60W материал: металл,пластик  D200*H330",1,1114.07,1609.21,1237.8499999999999,{"$f":"H161*(1-$I$11/100)","v":1237.8499999999999},null,">1000",null,0,{"$f":"M161*I161","v":0},{"$f":"M161*R161","v":0},{"$f":"M161*S161","v":0},"шт",1.8,9.5999999999999992E-3]
["LUCKY"]
["Lumin'arte"]
[null,"LUCKY-CL60E14*3BL",4630015265673,"Светильник потолочный LUCKY Тип ламп E14*3*60W материал: металл,стекло 480*240",1,804.93,1162.68,894.37,{"$f":"H164*(1-$I$11/100)","v":894.37},null,">1000",null,0,{"$f":"M164*I164","v":0},{"$f":"M164*R164","v":0},{"$f":"M164*S164","v":0},"шт",1.02,1.2704999999999999E-2]
[null,"LUCKY-CL60E14*5BL",4630015265680,"Светильник потолочный LUCKY Тип ламп E24*5*60W материал: металл,стекло 480*240",1,1243.1400000000001,1795.65,1381.27,{"$f":"H165*(1-$I$11/100)","v":1381.27},null,">1000",null,0,{"$f":"M165*I165","v":0},{"$f":"M165*R165","v":0},{"$f":"M165*S165","v":0},"шт",1.7,1.7711999999999999E-2]
["AURA"]
["Lumin'arte"]
[null,"Aura-CL40E27-3CH",4260375488247,"Светильник потолочный Aura Тип ламп E14*3*40W материал: металл,стекло D550*H230",1,1273.1300000000001,1838.97,1414.59,{"$f":"H168*(1-$I$11/100)","v":1414.59},null,17,">100, поставка ожидается 2019-07-03",0,{"$f":"M168*I168","v":0},{"$f":"M168*R168","v":0},{"$f":"M168*S168","v":0},"шт",1.38,1.9040000000000001E-2]
[null,"Aura-CL40E27-5CH",4260375488254,"Светильник потолочный Aura Тип ламп E14*5*40W материал: металл,стекло D550*H230",1,2211.14,3193.87,2456.8200000000002,{"$f":"H169*(1-$I$11/100)","v":2456.8200000000002},null,47,">100, поставка ожидается 2019-07-03",0,{"$f":"M169*I169","v":0},{"$f":"M169*R169","v":0},{"$f":"M169*S169","v":0},"шт",2.0099999999999998,2.7965E-2]
["PRISON"]
["Lumin'arte"]
[null,"PRISON-CL60E14-3WB",4260529292126,"Светильник подвесной PRISON Тип ламп E14*3*60W материал: металл,стекло  D550*720",null,2353.5,3399.5,2615,{"$f":"H172*(1-$I$11/100)","v":2615},null,91,null,0,{"$f":"M172*I172","v":0},{"$f":"M172*R172","v":0},{"$f":"M172*S172","v":0},"шт",2,1.8734000000000001E-2]
[null,"PRISON-CL60E14-5WB",4260529292133,"Светильник подвесной PRISON Тип ламп E14*5*60W материал: металл,стекло  D550*720",1,3474.96,5019.3900000000003,3861.07,{"$f":"H173*(1-$I$11/100)","v":3861.07},null,">100",null,0,{"$f":"M173*I173","v":0},{"$f":"M173*R173","v":0},{"$f":"M173*S173","v":0},"шт",2.8,2.6622E-2]
["GENEVA"]
["Lumin'arte"]
[null,"Geneva-CL60E14*5FGD",4630015263570,"Светильник потолочный Geneva Тип ламп E14*60W*5 материал: металл, стекло D500*H700",1,1859.09,2685.35,2065.65,{"$f":"H176*(1-$I$11/100)","v":2065.65},null,">100",null,0,{"$f":"M176*I176","v":0},{"$f":"M176*R176","v":0},{"$f":"M176*S176","v":0},"шт",2.71,2.0747999999999999E-2]
["LUCH"]
["Lumin'arte"]
[null,"Luch-CL40E14-1WH",4260375488261,"Светильник потолочный Luch Тип ламп E14*1*40W материал: металл D100*H200",1,538.42999999999995,777.74,598.26,{"$f":"H179*(1-$I$11/100)","v":598.26},null,0,">100, поставка ожидается 2019-07-03",0,{"$f":"M179*I179","v":0},{"$f":"M179*R179","v":0},{"$f":"M179*S179","v":0},"шт",0.44600000000000001,4.4660000000000004E-3]
[null,"Luch-PL40E14-3WH",4260375488292,"Светильник подвесной Luch Тип ламп E14*3*40W материал: металл 440*100*1000",1,1433.37,2070.42,1592.63,{"$f":"H180*(1-$I$11/100)","v":1592.63},null,36,null,0,{"$f":"M180*I180","v":0},{"$f":"M180*R180","v":0},{"$f":"M180*S180","v":0},"шт",1,8.5280000000000009E-3]
[null,"Luch-CL40E14-3WH",4260375488285,"Светильник потолочный Luch Тип ламп E14*3*40W материал: металл D400*220",1,1379.97,1993.29,1533.3,{"$f":"H181*(1-$I$11/100)","v":1533.3},null,">100",null,0,{"$f":"M181*I181","v":0},{"$f":"M181*R181","v":0},{"$f":"M181*S181","v":0},"шт",1.1000000000000001,7.1999999999999998E-3]
[null,"Luch-CL40E14-5WH",4260375488308,"Светильник потолочный Luch Тип ламп E14*5*40W материал: металл D400*220",1,1975.93,2854.12,2195.48,{"$f":"H182*(1-$I$11/100)","v":2195.48},null,49,null,0,{"$f":"M182*I182","v":0},{"$f":"M182*R182","v":0},{"$f":"M182*S182","v":0},"шт",1.3,1.2E-2]
["Люстры"]
["Lumin'arte"]
[null,"Kadri-CL60E27*3SN",4630015263372,"Светильник потолочный Kadri Тип ламп E27*60W*3 материал: металл, стекло D400*H250",1,1112.9100000000001,1607.54,1236.57,{"$f":"H185*(1-$I$11/100)","v":1236.57},null,16,null,0,{"$f":"M185*I185","v":0},{"$f":"M185*R185","v":0},{"$f":"M185*S185","v":0},"шт",1.75,2.9402999999999999E-2]
[null,"Zephyr-CL40E27-5BL",4260375488230,"Светильник потолочный Zephyr Тип ламп E27*5*40W материал: металл,стекло,текстиль D500*H320",1,2414.46,3487.55,2682.73,2682.73,null,74,">100, поставка ожидается 2019-07-03",0,0,0,0,"шт",2.21,3.0634000000000002E-2]
[null,"Gera-CL60E14*6CH",4630015264454,"Светильник потолочный Gera Тип ламп E14*5*60W материал металл , стекло D650*225",1,1647.54,2379.7800000000002,1830.6,1830.6,null,91,null,0,0,0,0,"шт",2.2999999999999998,2.2032E-2]
[null,"FONTANA-CL60E27-5WH",4260529292140,"Светильник потолочный FONTANA Тип ламп E27*5*60W материал: металл D550*285",null,3527.6,5095.42,3919.55,3919.55,null,">100",null,0,0,0,0,"шт",2.1,1.1310000000000001E-2]
[null,"Dracula-CL40E27-5BL",4260375488339,"Светильник потолочный Dracula Тип ламп E27 3*40W материал: металл D500*H335",1,2691.17,3887.25,2990.19,2990.19,null,">250",null,0,0,0,0,"шт",2.21,2.3408000000000002E-2]
[null,"Christi-CL60E14*5CH",4630015263495,"Люстра подвесная Christi Тип ламп 5*E14*40W материал: металл, стекло D550*H1100",1,5210.96,7526.95,5789.96,5789.96,null,">100",null,0,0,0,0,"шт",5.3,4.0320000000000002E-2]
["PRINCES"]
["Lumin'arte"]
[null,"Princes-CL60E14*3WH",4630015264515,"Светильник потолочный Princes Тип ламп E14*3*60W материал: металл, стекло D430*H1000",1,1375.86,1987.35,1528.73,{"$f":"H193*(1-$I$11/100)","v":1528.73},null,">100",null,0,{"$f":"M193*I193","v":0},{"$f":"M193*R193","v":0},{"$f":"M193*S193","v":0},"шт",1.35,1.2E-2]
[null,"Princes-CL60E14*5WH",4630015264522,"Светильник потолочный Princes Тип ламп E14*5*60W материал: металл, стекло D500*H1000",1,1992.86,2878.58,2214.29,{"$f":"H194*(1-$I$11/100)","v":2214.29},null,8,null,0,{"$f":"M194*I194","v":0},{"$f":"M194*R194","v":0},{"$f":"M194*S194","v":0},"шт",2.0499999999999998,1.4336E-2]
["Хрустальные люстры"]
["Lumin'arte"]
[null,"Alegria-PL50GU10-3BG",4260375488223,"Светильник подвесной Alegria Тип ламп GU10*3*50W материал: металл,хрусталь D300*H1500",1,2169.2600000000002,3133.38,2410.29,{"$f":"H197*(1-$I$11/100)","v":2410.29},null,26,null,0,{"$f":"M197*I197","v":0},{"$f":"M197*R197","v":0},{"$f":"M197*S197","v":0},"шт",2.8,2.6136E-2]
[null,"CLK0010560E14GD",4650001827470,"Люстра потолочная CRYSTELLE Тип ламп 5*60W E14 материал: металл,стекло, хрусталь 600*950",1,5140.16,7424.68,5711.29,{"$f":"H198*(1-$I$11/100)","v":5711.29},null,11,null,0,{"$f":"M198*I198","v":0},{"$f":"M198*R198","v":0},{"$f":"M198*S198","v":0},"шт",4.8,2.4108000000000001E-2]
[null,"Christi-CL60E14*3CH",4630015263501,"Люстраподвесная Christi Тип ламп 3*E14*40W материал: металл, стекло D550*H1100",1,3977.66,5745.51,4419.62,{"$f":"H199*(1-$I$11/100)","v":4419.62},null,8,null,0,{"$f":"M199*I199","v":0},{"$f":"M199*R199","v":0},{"$f":"M199*S199","v":0},"шт",3.9,3.5279999999999999E-2]
[null,"Brilliant-CL60E14-5WH",4260375488384,"Светильник потолочный Brilliant Тип ламп E14 5*60W материал: металл,хрусталь D495*310",1,3944.31,5697.34,4382.57,{"$f":"H200*(1-$I$11/100)","v":4382.57},null,">100",null,0,{"$f":"M200*I200","v":0},{"$f":"M200*R200","v":0},{"$f":"M200*S200","v":0},"шт",2.6,1.1088000000000001E-2]
[null,null,null,null,null,null,null,null,null,null,null,"ИТОГО:",{"$f":"SUM(M12:M200)","v":70},{"$f":"SUM(N12:N200)","v":5102.7},{"$f":"SUM(O12:O200)","v":5.46},{"$f":"SUM(P12:P200)","v":4.2799999999999998E-2}]

{"sheet":"Распродажа","index":5,"n_rows":48,"n_cols":14,"rows_kept":48,"cut":false,"hidden":false,"merged":[[7,11,9,11],[7,12,9,12],[5,7,5,11],[5,12,5,13],[6,7,6,10],[7,0,9,0],[7,1,9,1],[7,2,9,2],[7,3,9,3],[7,4,9,4],[7,5,9,5],[7,6,9,6],[7,13,9,13],[7,7,9,7],[7,8,9,8],[7,9,9,9],[7,10,9,10]]}
[null,null,null,null,null,null,null,null,null,null,null,null,null,"ООО «Вольта Русланд»"]
[null,null,null,null,null,null,null,null,null,null,null,null,null,"ИНН/КПП/ОГРН 7716662181 / 771901001 / 1107746281323"]
[null,null,null,null,null,null,null,null,null,null,null,null,null,"119361, г. Москва, ул. Наташи Ковшовой, д. 4, стр. 1, офис 23"]
[null,null,null,null,null,null,null,null,null,null,null,null,null,"Тел.: +7(495) 651-87-22, факс: +7 (495) 721-24-20, info@wolta.ru"]
[]
[null,null,null,null,null,null,null,"Дата формирования прайс-листа:",null,null,null,null,"30.05.2019"]
["Номенклатура",null,null,null,null,null,null,"Заказ"]
["Фото","Ссылка на сайт","Штрихкод / Артикул","Наименование","Гарантия, г.","Цена, руб.","Остаток","Кол-во, шт","Сумма, руб.","Вес, кг","Объем, м3","Ед. изм.","Вес, кг","Объем, м3"]
[]
[]
[]
["LED Simple"]
["G45 6W"]
["WOLTA"]
[null,"25Y45GL6E14-S",4260375483099,"Лампа LED WOLTA Simple G45 6Вт 560Лм  Е14 3000К   1/50",2,33.56,">5000",0,{"$f":"H15*F15","v":0},{"$f":"H15*M15","v":0},{"$f":"H15*N15","v":0},"шт",5.2999999999999999E-2,2.9500000000000001E-4]
[null,"25S45GL6E14-S",4260375483112,"Лампа LED WOLTA Simple G45 6Вт 560Лм  Е14 4000К   1/50",2,33.56,">5000",0,{"$f":"H16*F16","v":0},{"$f":"H16*M16","v":0},{"$f":"H16*N16","v":0},"шт",5.2999999999999999E-2,2.9500000000000001E-4]
[null,"25Y45GL6E27-S",4260375483136,"Лампа LED WOLTA Simple G45 6Вт 560Лм  Е27 3000К   1/50",2,33.56,">5000",0,{"$f":"H17*F17","v":0},{"$f":"H17*M17","v":0},{"$f":"H17*N17","v":0},"шт",5.2999999999999999E-2,2.9500000000000001E-4]
[null,"25S45GL6E27-S",4260375483150,"Лампа LED WOLTA Simple G45 6Вт 560Лм  Е27 4000К   1/50",2,33.56,">3000",0,{"$f":"H18*F18","v":0},{"$f":"H18*M18","v":0},{"$f":"H18*N18","v":0},"шт",5.2999999999999999E-2,2.9500000000000001E-4]
["C37 6W"]
["WOLTA"]
[null,"25YC6E14-S",4260375483174,"Лампа LED WOLTA Simple С37 6Вт 560Лм  Е14 3000К   1/50",2,33.56,">5000",0,{"$f":"H21*F21","v":0},{"$f":"H21*M21","v":0},{"$f":"H21*N21","v":0},"шт",5.1999999999999998E-2,2.61E-4]
[null,"25SC6E14-S",4260375483198,"Лампа LED WOLTA Simple С37 6Вт 560Лм  Е14 4000К   1/50",2,33.56,">5000",0,{"$f":"H22*F22","v":0},{"$f":"H22*M22","v":0},{"$f":"H22*N22","v":0},"шт",5.1999999999999998E-2,2.61E-4]
[null,"25YC6E27-S",4260375483211,"Лампа LED WOLTA Simple С37 6Вт 560Лм  Е27 3000К   1/50",2,33.56,">5000",0,{"$f":"H23*F23","v":0},{"$f":"H23*M23","v":0},{"$f":"H23*N23","v":0},"шт",5.1999999999999998E-2,2.61E-4]
[null,"25SC6E27-S",4260375483235,"Лампа LED WOLTA Simple С37 6Вт 560Лм  Е27 4000К   1/50",2,33.56,">1000",0,{"$f":"H24*F24","v":0},{"$f":"H24*M24","v":0},{"$f":"H24*N24","v":0},"шт",5.1999999999999998E-2,2.61E-4]
["GU5.3 6W"]
["WOLTA"]
[null,"25YMR16-220-6GU5.3-S",4260375483259,"Лампа LED WOLTA Simple MR16  6Вт 500Лм  GU5.3  3000К   1/50",2,33.56,">5000",0,{"$f":"H27*F27","v":0},{"$f":"H27*M27","v":0},{"$f":"H27*N27","v":0},"шт",4.4999999999999998E-2,2.31E-4]
[null,"25SMR16-220-6GU5.3-S",4260375483273,"Лампа LED WOLTA Simple MR16  6Вт 500Лм  GU5.3  4000К   1/50",2,33.56,">3000",0,{"$f":"H28*F28","v":0},{"$f":"H28*M28","v":0},{"$f":"H28*N28","v":0},"шт",4.4999999999999998E-2,2.31E-4]
["CFL"]
["Full Spiral 12W"]
["WOLTA"]
[null,"10YFSP12E14",4260258998269,"Лампа CFL WOLTA Full Spiral  12Вт Е14 3000К   1/50",1,33.56,71,0,{"$f":"H32*F32","v":0},{"$f":"H32*M32","v":0},{"$f":"H32*N32","v":0},"шт",5.6000000000000001E-2,2.3499999999999999E-4]
[null,"10YFSP12E27",4260258998320,"Лампа CFL WOLTA Full Spiral  12Вт Е27 3000К   1/50",1,33.56,25,0,{"$f":"H33*F33","v":0},{"$f":"H33*M33","v":0},{"$f":"H33*N33","v":0},"шт",7.5999999999999998E-2,2.92E-4]
["Full Spiral 8W"]
["WOLTA"]
[null,"10YFSP8E14",4260258995886,"Лампа CFL WOLTA Full Spiral  8Вт Е14 3000К   1/50",1,30.51,">250",0,{"$f":"H36*F36","v":0},{"$f":"H36*M36","v":0},{"$f":"H36*N36","v":0},"шт",5.1999999999999998E-2,2.61E-4]
["Точечные светильники"]
["Lumin'arte"]
[null,"3D-DLL35GU5.3-RD",4630015265802,"Точечный светильник 3D с LED подстветкой 3W материал металл 90*40",1,110.85,">1000",0,{"$f":"H39*F39","v":0},{"$f":"H39*M39","v":0},{"$f":"H39*N39","v":0},"шт",0.17499999999999999,8.0500000000000005E-4]
[null,"XC775-2-G",4630015261347,"Точечный светильник Тип ламп  MR16 G.U.5.3 материал металл ,стекло 90*61",1,29.49,">250",0,0,0,0,"шт",0.22700000000000001,8.0000000000000004E-4]
[null,"COB-DLL5W-SR",4630015264997,"Точечный светильник Тип ламп COB led 5W материал металл , пластик  4000K, 375LM, поворотный",1,76.28,">5000",0,0,0,0,"шт",0.17,1.5430000000000001E-3]
[null,"COB-DLL5W-SS",4630015265017,"Точечный светильник Тип ламп COB led 5W материал металл , пластик 85*38, 4000K, 375LM, поворотный",1,76.28,">1000",0,0,0,0,"шт",0.17,1.5430000000000001E-3]
[null,"COB-DLL5W-YR",4630015264980,"Точечный светильник Тип ламп COB led 5W материал металл, пластик, 85*38, 3000K, 375LM, поворотный",1,76.28,">5000",0,0,0,0,"шт",0.17,1.5430000000000001E-3]
[null,"COB-DLL5W-YS",4630015265000,"Точечный светильник Тип ламп COB led 5W материал металл, пластик, 85*38, 3000K, 375LM, поворотный",1,76.28,">1000",0,0,0,0,"шт",0.17,1.5430000000000001E-3]
["Люстры"]
["Lumin'arte"]
[null,"CLM0030340E14",4630015261620,"Люстра потолочная Тип ламп 3*40W E14 материал металл ,стекло , хрусталь 450*450*1200",1,2186.5500000000002,64,0,{"$f":"H47*F47","v":0},{"$f":"H47*M47","v":0},{"$f":"H47*N47","v":0},"шт",3.2,6.7500000000000004E-2]
[null,null,null,null,null,null,"ИТОГО:",{"$f":"SUM(H12:H47)","v":0},{"$f":"SUM(I12:I47)","v":0},{"$f":"SUM(J12:J47)","v":0},{"$f":"SUM(K12:K47)","v":0}]

{"sheet":"Итого заказ","index":6,"n_rows":32,"n_cols":9,"rows_kept":32,"cut":false,"hidden":false,"merged":[[0,3,0,8],[1,3,1,8],[2,3,2,8],[3,3,3,8],[15,4,15,8],[16,5,18,5],[16,6,18,6],[16,7,18,7],[16,8,18,8],[16,0,18,0],[16,1,18,1],[16,2,18,2],[16,3,18,3],[16,4,18,4]]}
[null,null,null,"ООО «Вольта Русланд»"]
[null,null,null,"ИНН/КПП/ОГРН 7716662181 / 771901001 / 1107746281323"]
[null,null,null,"119361, г. Москва, ул. Наташи Ковшовой, д. 4, стр. 1, офис 23"]
[null,null,null,"Тел.: +7(495) 651-87-22, факс: +7 (495) 721-24-20, info@wolta.ru"]
[]
[null,null,"ЗАКАЗ"]
["Информация контрагента:"]
["Наименование контрагента"]
["ИНН"]
["КПП"]
["ОГРН"]
["Адрес эл. почты:"]
["Контактный телефон"]
["Контактное лицо"]
[]
["Номенклатура",null,null,null,"Заказ"]
["Ссылка на сайт","Штрихкод / Артикул","Наименование","Ед. изм.","Кол-во, шт","Цена, руб.","Сумма, руб.","Вес, кг","Объем, м3"]
[]
[]
[]
[]
[]
[]
[]
[]
[]
[]
[]
[]
[]
[]
[null,null,null,"ВСЕГО:",{"$f":"SUM(E20:E31)","v":0},null,{"$f":"SUM(G20:G31)","v":0},{"$f":"SUM(H20:H31)","v":0},{"$f":"SUM(I20:I31)","v":0}]